## Instructions
CoilQbyDecrement |  |  | Spreadsheet by Kevin Smith 2013
This spreadsheet should facilitate the calculation of your coil Q-Factor utilizing the Decrement Method
Conventions used are as follows:
Fields in Blue are for data input
Fields in Red are calculated values
Initially you need to paste in your data from your oscilloscope in columns P and Q
This assumes the data is in 100ths of uS
If your data sampling increment varies you can adjust the value of cell S1 as appropriate
The work flow assumes you work the Decrement fields first (G33 through K41)
The Model fields will take the results from the decrement and populate needed parameters
|  | Hint: | Type in a moderate negative number (-7 or -8) value in cell C33 to keep the model small during the decrement input
The Model is placed "above" the data to visualize the results. This causes the cursor to report model rather than data when finding the decrement values
To obtain the values to, Ao, tn, and An: activate the chart and place the cursor just above the top of the first wave peak you wish to start with
To obtain the values Aol and Anl: activate the chart and place the cursor just below the base of the following wave trough for each wave above
Count carefully the number of peaks (after Ao) to obtain the value n
Once these values are entered into the appropriate cells the spreadsheet calculates the coil decrement and Q
Enter your measured coil inductance in cell K40 for information
Disconnect the coil and battery from the circuit and measure the capacitance used to obtain the data
Enter the capacitance in cell K41. The spreadsheet will calculate the actual inductance from the frequency calculated above
The Model is calculated and adjusted in cells C33 through D39
Cells D33 to D39 are filled from information input ro calculated earlier
Cells C33 to C37 can be used to adjust or tweek the Model to obtain the best fit.
If you did a very good and careful input with the decrement very little adjustment should be needed
qo is the initial charge
F is the phase angle
|  |  | R is the coil resistance | (Rp in Meg Ohms, Rs in Ohms)
L is the coil inductance in mH
f is the frequency in MHz
t is the time in mS
Finally, cells C41 to H45 are used to document the coil specs

## Decrement
[12 empty] | Units:(mV) | CH1 | 0.31232 | 100 | Model
Damped Wave Equation |  |  |  | qc = qo * exp(-t/2RC) * cos(2p * f * t + F) |  |  |  |  | for parallel circuit |  |  | 1 | -0.4 | -0.71232 | 0.01 | 5.8971
| adjust | [10 empty] | 2 | -0.4 | -0.71232 | 0.02 | 5.1746
qo = | 1 | 12.2 | mV |  | n | 45 |  |  |  | # periods evaluated |  | 3 | 0 | -0.31232 | 0.03 | 4.4308
F = | 1 |  | Deg |  | to mS | 4.59 | tn mS | 47.24 | 0.94778 | mS / period |  | 4 | 0.4 | 0.08768 | 0.04 | 3.6679
Rp = | 0 | 0.23743 | MW | [5 empty] | 1.0551 | MHz |  | 5 | -0.4 | -0.71232 | 0.05 | 2.8891
L = |  | 214.6572 | mH |  | Ao mV | 11.2 |  |  | 0.018829 | d = 1/n * ln to/tn |  | 6 | -0.4 | -0.71232 | 0.06 | 2.098
f = | 0 | 1.0551 | MHz |  | An mV | 4.8 |  |  | 166.8499 | Qres = p / d |  | 7 | -0.8 | -1.1123 | 0.07 | 1.2979
C = |  | 106 | pF |  |  |  |  | Rp = | 0.23743 | MW = 2p * f * L /Qu |  | 8 | -0.4 | -0.71232 | 0.08 | 0.49252
Qres = |  | 166.8446 | R / 2p * f * L |  |  | Measured |  | Rs = | 8.5286 | W = 2p * F * L /Qu |  | 9 | -0.4 | -0.71232 | 0.09 | -0.31475
[5 empty] | L = | 219 | uH | L = | 214.6572 | L = ((1/(2p * f)^2)/C |  | 10 | 0 | -0.31232 | 0.1 | -1.1203
[5 empty] | C = | 106 | pF |  | 1.0551 | f = 1/ 2pi sqrt LC |  | 11 | 0.4 | 0.08768 | 0.11 | -1.9206
Q res | 166.8446 |  | unloaded Q of the resonator | [8 empty] | 12 | -0.4 | -0.71232 | 0.12 | -2.7122
Qc cap | 937 |  | Note: you need an actual measurement of this, or a very close estimate. | [8 empty] | 13 | -0.4 | -0.71232 | 0.13 | -3.4915
Ql coil | 202.9894 |  | Ql = (Qc * Qres) / (Qc - Qres) | [8 empty] | 14 | -0.4 | -0.71232 | 0.14 | -4.2552
Rp u coil | 288.8546 | kW | [9 empty] | 15 | -0.8 | -1.1123 | 0.15 | -4.9999
Rs u coil | 7.0102 | W | [9 empty] | 16 | -0.4 | -0.71232 | 0.16 | -5.7224
[12 empty] | 17 | 0.4 | 0.08768 | 0.17 | -6.4194
[12 empty] | 18 | -0.8 | -1.1123 | 0.18 | -7.088
[12 empty] | 19 | 0.4 | 0.08768 | 0.19 | -7.7251
[12 empty] | 20 | -0.4 | -0.71232 | 0.2 | -8.3281
[12 empty] | 21 | -0.4 | -0.71232 | 0.21 | -8.8942
[12 empty] | 22 | 0 | -0.31232 | 0.22 | -9.4211
[12 empty] | 23 | -1.2 | -1.5123 | 0.23 | -9.9063
[12 empty] | 24 | -0.4 | -0.71232 | 0.24 | -10.3479
[12 empty] | 25 | 0.4 | 0.08768 | 0.25 | -10.7438
[12 empty] | 26 | -0.8 | -1.1123 | 0.26 | -11.0924
[11 empty] | 10 | 27 | 0.4 | 0.08768 | 0.27 | -11.3921
[11 empty] | 1 | 28 | -0.4 | -0.71232 | 0.28 | -11.6417
[12 empty] | 29 | -0.8 | -1.1123 | 0.29 | -11.84
[12 empty] | 30 | -0.8 | -1.1123 | 0.3 | -11.9862
[12 empty] | 31 | 0.4 | 0.08768 | 0.31 | -12.0798
[12 empty] | 32 | -1.2 | -1.5123 | 0.32 | -12.1202
[12 empty] | 33 | 1.2 | 0.88768 | 0.33 | -12.1074
[12 empty] | 34 | -0.4 | -0.71232 | 0.34 | -12.0414
[12 empty] | 35 | -0.8 | -1.1123 | 0.35 | -11.9226
[12 empty] | 36 | 0 | -0.31232 | 0.36 | -11.7514
[12 empty] | 37 | -0.8 | -1.1123 | 0.37 | -11.5286
[12 empty] | 38 | -0.4 | -0.71232 | 0.38 | -11.2554
[12 empty] | 39 | 0.4 | 0.08768 | 0.39 | -10.9328
[12 empty] | 40 | -0.4 | -0.71232 | 0.4 | -10.5623
[12 empty] | 41 | -0.4 | -0.71232 | 0.41 | -10.1455
[12 empty] | 42 | 0.8 | 0.48768 | 0.42 | -9.6844
[12 empty] | 43 | -1.2 | -1.5123 | 0.43 | -9.1809
[12 empty] | 44 | -0.8 | -1.1123 | 0.44 | -8.6372
[12 empty] | 45 | 1.2 | 0.88768 | 0.45 | -8.0559
[12 empty] | 46 | -0.8 | -1.1123 | 0.46 | -7.4394
[12 empty] | 47 | -0.4 | -0.71232 | 0.47 | -6.7905
[12 empty] | 48 | 1.2 | 0.88768 | 0.48 | -6.112
Coil # | 4 | [10 empty] | 49 | -0.8 | -1.1123 | 0.49 | -5.4069
Wire | Magnet wire |  |  |  | O Dia = | 3.15 | in |  |  |  |  | 50 | -0.8 | -1.1123 | 0.5 | -4.6783
Guage = | 18 |  |  |  | I Dia = |  | in |  |  |  |  | 51 | 0.8 | 0.48768 | 0.51 | -3.9295
Coil type | Close wound tapped solenoid on cardboard form |  |  |  | Length = | 2.9 | in |  |  |  |  | 52 | -1.6 | -1.9123 | 0.52 | -3.1637
W Length = | 52 | ft |  |  | Turns = | 62 | [5 empty] | 53 | -0.8 | -1.1123 | 0.53 | -2.3844
[12 empty] | 54 | 1.2 | 0.88768 | 0.54 | -1.5949
[12 empty] | 55 | -1.2 | -1.5123 | 0.55 | -0.79863
[12 empty] | 56 | 0.4 | 0.08768 | 0.56 | 0.0007768
[12 empty] | 57 | 0 | -0.31232 | 0.57 | 0.79987
[12 empty] | 58 | -1.2 | -1.5123 | 0.58 | 1.5951
[12 empty] | 59 | 0.8 | 0.48768 | 0.59 | 2.3831
[12 empty] | 60 | -0.4 | -0.71232 | 0.6 | 3.1602
[12 empty] | 61 | 0 | -0.31232 | 0.61 | 3.9232
[12 empty] | 62 | 0.8 | 0.48768 | 0.62 | 4.6686
[12 empty] | 63 | -0.8 | -1.1123 | 0.63 | 5.3932
[12 empty] | 64 | -0.4 | -0.71232 | 0.64 | 6.0939
[12 empty] | 65 | 0.4 | 0.08768 | 0.65 | 6.7675
[12 empty] | 66 | -0.8 | -1.1123 | 0.66 | 7.4111
[12 empty] | 67 | 0.8 | 0.48768 | 0.67 | 8.0219
[12 empty] | 68 | 0 | -0.31232 | 0.68 | 8.5972
[12 empty] | 69 | -0.8 | -1.1123 | 0.69 | 9.1346
[12 empty] | 70 | 0.4 | 0.08768 | 0.7 | 9.6316
[12 empty] | 71 | -0.4 | -0.71232 | 0.71 | 10.0861
[12 empty] | 72 | -0.4 | -0.71232 | 0.72 | 10.4961
[12 empty] | 73 | 0.4 | 0.08768 | 0.73 | 10.8598
[12 empty] | 74 | -0.4 | -0.71232 | 0.74 | 11.1757
[12 empty] | 75 | -0.4 | -0.71232 | 0.75 | 11.4424
[12 empty] | 76 | 0.4 | 0.08768 | 0.76 | 11.6587
[12 empty] | 77 | 0 | -0.31232 | 0.77 | 11.8238
[12 empty] | 78 | -0.8 | -1.1123 | 0.78 | 11.9368
[12 empty] | 79 | 0.8 | 0.48768 | 0.79 | 11.9973
[12 empty] | 80 | 0 | -0.31232 | 0.8 | 12.0052
[12 empty] | 81 | -0.8 | -1.1123 | 0.81 | 11.9602
[12 empty] | 82 | 1.2 | 0.88768 | 0.82 | 11.8628
[12 empty] | 83 | -0.4 | -0.71232 | 0.83 | 11.7133
[12 empty] | 84 | -0.4 | -0.71232 | 0.84 | 11.5124
[12 empty] | 85 | 0.4 | 0.08768 | 0.85 | 11.2611
[12 empty] | 86 | -0.4 | -0.71232 | 0.86 | 10.9603
[12 empty] | 87 | -0.4 | -0.71232 | 0.87 | 10.6116
[12 empty] | 88 | 0.8 | 0.48768 | 0.88 | 10.2163
[12 empty] | 89 | 0 | -0.31232 | 0.89 | 9.7764
[12 empty] | 90 | -0.4 | -0.71232 | 0.9 | 9.2937
[12 empty] | 91 | 0.4 | 0.08768 | 0.91 | 8.7703
[12 empty] | 92 | -0.4 | -0.71232 | 0.92 | 8.2087
[12 empty] | 93 | 0 | -0.31232 | 0.93 | 7.6112
[12 empty] | 94 | 0.4 | 0.08768 | 0.94 | 6.9805
[12 empty] | 95 | -0.4 | -0.71232 | 0.95 | 6.3194
[12 empty] | 96 | 0.4 | 0.08768 | 0.96 | 5.6308
[12 empty] | 97 | 0.8 | 0.48768 | 0.97 | 4.9177
[12 empty] | 98 | -0.4 | -0.71232 | 0.98 | 4.1834
[12 empty] | 99 | 0.4 | 0.08768 | 0.99 | 3.4309
[12 empty] | 100 | 0 | -0.31232 | 1 | 2.6637
[12 empty] | 101 | -0.4 | -0.71232 | 1.01 | 1.8851
[12 empty] | 102 | 0.4 | 0.08768 | 1.02 | 1.0985
[12 empty] | 103 | 0 | -0.31232 | 1.03 | 0.30738
[12 empty] | 104 | 0 | -0.31232 | 1.04 | -0.48475
[12 empty] | 105 | 0.4 | 0.08768 | 1.05 | -1.2744
[12 empty] | 106 | 0.4 | 0.08768 | 1.06 | -2.0582
[12 empty] | 107 | 0 | -0.31232 | 1.07 | -2.8327
[12 empty] | 108 | 0.4 | 0.08768 | 1.08 | -3.5943
[12 empty] | 109 | 0 | -0.31232 | 1.09 | -4.3399
[12 empty] | 110 | -0.4 | -0.71232 | 1.1 | -5.0662
[12 empty] | 111 | 0 | -0.31232 | 1.11 | -5.7699
[12 empty] | 112 | 0.4 | 0.08768 | 1.12 | -6.4479
[12 empty] | 113 | 0 | -0.31232 | 1.13 | -7.0974
[12 empty] | 114 | 0.4 | 0.08768 | 1.14 | -7.7154
[12 empty] | 115 | 0 | -0.31232 | 1.15 | -8.2994
[12 empty] | 116 | 0 | -0.31232 | 1.16 | -8.8466
[12 empty] | 117 | -0.4 | -0.71232 | 1.17 | -9.3547
[12 empty] | 118 | 0.4 | 0.08768 | 1.18 | -9.8216
[12 empty] | 119 | -0.4 | -0.71232 | 1.19 | -10.2451
[12 empty] | 120 | 0 | -0.31232 | 1.2 | -10.6235
[12 empty] | 121 | 0.4 | 0.08768 | 1.21 | -10.955
[12 empty] | 122 | -0.4 | -0.71232 | 1.22 | -11.2383
[12 empty] | 123 | -0.4 | -0.71232 | 1.23 | -11.4721
[12 empty] | 124 | -0.4 | -0.71232 | 1.24 | -11.6555
[12 empty] | 125 | -0.4 | -0.71232 | 1.25 | -11.7875
[12 empty] | 126 | 0 | -0.31232 | 1.26 | -11.8678
[12 empty] | 127 | -0.4 | -0.71232 | 1.27 | -11.8959
[12 empty] | 128 | -0.4 | -0.71232 | 1.28 | -11.8717
[12 empty] | 129 | 0.8 | 0.48768 | 1.29 | -11.7954
[12 empty] | 130 | -0.4 | -0.71232 | 1.3 | -11.6673
[12 empty] | 131 | -0.4 | -0.71232 | 1.31 | -11.488
[12 empty] | 132 | 0 | -0.31232 | 1.32 | -11.2583
[12 empty] | 133 | -1.6 | -1.9123 | 1.33 | -10.9792
[12 empty] | 134 | -0.4 | -0.71232 | 1.34 | -10.6521
[12 empty] | 135 | 1.6 | 1.2877 | 1.35 | -10.2782
[12 empty] | 136 | -0.8 | -1.1123 | 1.36 | -9.8594
[12 empty] | 137 | 0.8 | 0.48768 | 1.37 | -9.3975
[12 empty] | 138 | 0.4 | 0.08768 | 1.38 | -8.8944
[12 empty] | 139 | -2 | -2.3123 | 1.39 | -8.3525
[12 empty] | 140 | 0 | -0.31232 | 1.4 | -7.7741
[12 empty] | 141 | 0.4 | 0.08768 | 1.41 | -7.1618
[12 empty] | 142 | -2 | -2.3123 | 1.42 | -6.5183
[12 empty] | 143 | 1.2 | 0.88768 | 1.43 | -5.8464
[12 empty] | 144 | 1.2 | 0.88768 | 1.44 | -5.1491
[12 empty] | 145 | -2 | -2.3123 | 1.45 | -4.4294
[12 empty] | 146 | 0.4 | 0.08768 | 1.46 | -3.6906
[12 empty] | 147 | -1.6 | -1.9123 | 1.47 | -2.9359
[12 empty] | 148 | 1.2 | 0.88768 | 1.48 | -2.1685
[12 empty] | 149 | -2 | -2.3123 | 1.49 | -1.392
[12 empty] | 150 | 1.2 | 0.88768 | 1.5 | -0.60962
[12 empty] | 151 | 1.6 | 1.2877 | 1.51 | 0.17511
[12 empty] | 152 | -2 | -2.3123 | 1.52 | 0.95876
[12 empty] | 153 | 1.2 | 0.88768 | 1.53 | 1.7379
[12 empty] | 154 | -0.8 | -1.1123 | 1.54 | 2.5091
[12 empty] | 155 | -2.4 | -2.7123 | 1.55 | 3.2689
[12 empty] | 156 | 2.8 | 2.4877 | 1.56 | 4.0141
[12 empty] | 157 | -0.8 | -1.1123 | 1.57 | 4.7414
[12 empty] | 158 | -0.8 | -1.1123 | 1.58 | 5.4475
[12 empty] | 159 | 2.8 | 2.4877 | 1.59 | 6.1295
[12 empty] | 160 | -1.6 | -1.9123 | 1.6 | 6.7842
[12 empty] | 161 | -0.4 | -0.71232 | 1.61 | 7.4089
[12 empty] | 162 | 0.8 | 0.48768 | 1.62 | 8.0008
[12 empty] | 163 | -0.8 | -1.1123 | 1.63 | 8.5573
[12 empty] | 164 | 0 | -0.31232 | 1.64 | 9.076
[12 empty] | 165 | 1.2 | 0.88768 | 1.65 | 9.5547
[12 empty] | 166 | -0.8 | -1.1123 | 1.66 | 9.9911
[12 empty] | 167 | 0.8 | 0.48768 | 1.67 | 10.3836
[12 empty] | 168 | 0.4 | 0.08768 | 1.68 | 10.7302
[12 empty] | 169 | -0.8 | -1.1123 | 1.69 | 11.0296
[12 empty] | 170 | 0 | -0.31232 | 1.7 | 11.2804
[12 empty] | 171 | 0.4 | 0.08768 | 1.71 | 11.4816
[12 empty] | 172 | -0.4 | -0.71232 | 1.72 | 11.6323
[12 empty] | 173 | 0.4 | 0.08768 | 1.73 | 11.7318
[12 empty] | 174 | 1.2 | 0.88768 | 1.74 | 11.7797
[12 empty] | 175 | -1.2 | -1.5123 | 1.75 | 11.7759
[12 empty] | 176 | 0.8 | 0.48768 | 1.76 | 11.7203
[12 empty] | 177 | -0.4 | -0.71232 | 1.77 | 11.6133
[12 empty] | 178 | -0.4 | -0.71232 | 1.78 | 11.4554
[12 empty] | 179 | 1.2 | 0.88768 | 1.79 | 11.2471
[12 empty] | 180 | 0 | -0.31232 | 1.8 | 10.9896
[12 empty] | 181 | 0.4 | 0.08768 | 1.81 | 10.6839
[12 empty] | 182 | 0.8 | 0.48768 | 1.82 | 10.3314
[12 empty] | 183 | -0.8 | -1.1123 | 1.83 | 9.9336
[12 empty] | 184 | 0 | -0.31232 | 1.84 | 9.4924
[12 empty] | 185 | -1.2 | -1.5123 | 1.85 | 9.0096
[12 empty] | 186 | 1.2 | 0.88768 | 1.86 | 8.4875
[12 empty] | 187 | -0.4 | -0.71232 | 1.87 | 7.9283
[12 empty] | 188 | -0.4 | -0.71232 | 1.88 | 7.3344
[12 empty] | 189 | 1.6 | 1.2877 | 1.89 | 6.7086
[12 empty] | 190 | -2 | -2.3123 | 1.9 | 6.0536
[12 empty] | 191 | -2 | -2.3123 | 1.91 | 5.3723
[12 empty] | 192 | -6.8 | -7.1123 | 1.92 | 4.6676
[12 empty] | 193 | -2.8 | -3.1123 | 1.93 | 3.9427
[12 empty] | 194 | -10 | -10.3123 | 1.94 | 3.2008
[12 empty] | 195 | 14 | 13.6877 | 1.95 | 2.4451
[12 empty] | 196 | -21.2 | -21.5123 | 1.96 | 1.679
[12 empty] | 197 | -4.8 | -5.1123 | 1.97 | 0.9058
[12 empty] | 198 | 3.2 | 2.8877 | 1.98 | 0.12893
[12 empty] | 199 | -18 | -18.3123 | 1.99 | -0.64819
[12 empty] | 200 | -14.4 | -14.7123 | 2 | -1.4222
[12 empty] | 201 | 1.2 | 0.88768 | 2.01 | -2.1896
[12 empty] | 202 | -18 | -18.3123 | 2.02 | -2.9471
[12 empty] | 203 | -15.2 | -15.5123 | 2.03 | -3.6913
[12 empty] | 204 | -6 | -6.3123 | 2.04 | -4.4191
[12 empty] | 205 | -19.2 | -19.5123 | 2.05 | -5.1271
[12 empty] | 206 | -14.4 | -14.7123 | 2.06 | -5.8123
[12 empty] | 207 | -10.8 | -11.1123 | 2.07 | -6.4718
[12 empty] | 208 | -19.6 | -19.9123 | 2.08 | -7.1025
[12 empty] | 209 | -15.6 | -15.9123 | 2.09 | -7.7018
[12 empty] | 210 | -14 | -14.3123 | 2.1 | -8.267
[12 empty] | 211 | -21.2 | -21.5123 | 2.11 | -8.7957
[12 empty] | 212 | -14 | -14.3123 | 2.12 | -9.2856
[12 empty] | 213 | -16 | -16.3123 | 2.13 | -9.7344
[12 empty] | 214 | -10.4 | -10.7123 | 2.14 | -10.1404
[12 empty] | 215 | 51.2 | 50.8877 | 2.15 | -10.5016
[12 empty] | 216 | -50.8 | -51.1123 | 2.16 | -10.8166
[12 empty] | 217 | 51.2 | 50.8877 | 2.17 | -11.0839
[12 empty] | 218 | 17.6 | 17.2877 | 2.18 | -11.3024
[12 empty] | 219 | -50.8 | -51.1123 | 2.19 | -11.4712
[12 empty] | 220 | 36.4 | 36.0877 | 2.2 | -11.5896
[12 empty] | 221 | 51.2 | 50.8877 | 2.21 | -11.657
[12 empty] | 222 | -50.8 | -51.1123 | 2.22 | -11.6731
[12 empty] | 223 | 35.2 | 34.8877 | 2.23 | -11.638
[12 empty] | 224 | 51.2 | 50.8877 | 2.24 | -11.5518
[12 empty] | 225 | -50.8 | -51.1123 | 2.25 | -11.4148
[12 empty] | 226 | 51.2 | 50.8877 | 2.26 | -11.2278
[12 empty] | 227 | 30 | 29.6877 | 2.27 | -10.9916
[12 empty] | 228 | -50.8 | -51.1123 | 2.28 | -10.7071
[12 empty] | 229 | 51.2 | 50.8877 | 2.29 | -10.3758
[12 empty] | 230 | 0.8 | 0.48768 | 2.3 | -9.999
[12 empty] | 231 | -50.8 | -51.1123 | 2.31 | -9.5784
[12 empty] | 232 | 51.2 | 50.8877 | 2.32 | -9.1159
[12 empty] | 233 | -0.4 | -0.71232 | 2.33 | -8.6136
[12 empty] | 234 | -50.8 | -51.1123 | 2.34 | -8.0736
[12 empty] | 235 | 51.2 | 50.8877 | 2.35 | -7.4984
[12 empty] | 236 | -26.4 | -26.7123 | 2.36 | -6.8905
[12 empty] | 237 | -48.4 | -48.7123 | 2.37 | -6.2525
[12 empty] | 238 | 46.8 | 46.4877 | 2.38 | -5.5874
[12 empty] | 239 | -22.8 | -23.1123 | 2.39 | -4.8979
[12 empty] | 240 | -18.4 | -18.7123 | 2.4 | -4.1873
[12 empty] | 241 | 30.8 | 30.4877 | 2.41 | -3.4585
[12 empty] | 242 | -37.6 | -37.9123 | 2.42 | -2.7148
[12 empty] | 243 | -9.6 | -9.9123 | 2.43 | -1.9595
[12 empty] | 244 | 30 | 29.6877 | 2.44 | -1.1958
[12 empty] | 245 | -19.6 | -19.9123 | 2.45 | -0.42726
[12 empty] | 246 | 4 | 3.6877 | 2.46 | 0.34289
[12 empty] | 247 | 19.6 | 19.2877 | 2.47 | 1.1112
[12 empty] | 248 | -31.2 | -31.5123 | 2.48 | 1.8744
[12 empty] | 249 | 8.8 | 8.4877 | 2.49 | 2.629
[12 empty] | 250 | 20.8 | 20.4877 | 2.5 | 3.3717
[12 empty] | 251 | -16 | -16.3123 | 2.51 | 4.0994
[12 empty] | 252 | 12.8 | 12.4877 | 2.52 | 4.8088
[12 empty] | 253 | 10.8 | 10.4877 | 2.53 | 5.4967
[12 empty] | 254 | -16.4 | -16.7123 | 2.54 | 6.1603
[12 empty] | 255 | 20 | 19.6877 | 2.55 | 6.7965
[12 empty] | 256 | 18 | 17.6877 | 2.56 | 7.4026
[12 empty] | 257 | -8.8 | -9.1123 | 2.57 | 7.976
[12 empty] | 258 | 16 | 15.6877 | 2.58 | 8.5141
[12 empty] | 259 | 4 | 3.6877 | 2.59 | 9.0145
[12 empty] | 260 | -5.6 | -5.9123 | 2.6 | 9.4752
[12 empty] | 261 | 23.6 | 23.2877 | 2.61 | 9.8941
[12 empty] | 262 | 16.8 | 16.4877 | 2.62 | 10.2694
[12 empty] | 263 | 2.4 | 2.0877 | 2.63 | 10.5994
[12 empty] | 264 | 15.6 | 15.2877 | 2.64 | 10.8827
[12 empty] | 265 | 4.4 | 4.0877 | 2.65 | 11.1181
[12 empty] | 266 | 2.8 | 2.4877 | 2.66 | 11.3046
[12 empty] | 267 | 22 | 21.6877 | 2.67 | 11.4413
[12 empty] | 268 | 13.2 | 12.8877 | 2.68 | 11.5278
[12 empty] | 269 | 7.2 | 6.8877 | 2.69 | 11.5635
[12 empty] | 270 | 14.4 | 14.0877 | 2.7 | 11.5485
[12 empty] | 271 | 6.8 | 6.4877 | 2.71 | 11.4827
[12 empty] | 272 | 10.4 | 10.0877 | 2.72 | 11.3666
[12 empty] | 273 | 18.8 | 18.4877 | 2.73 | 11.2005
[12 empty] | 274 | 10 | 9.6877 | 2.74 | 10.9853
[12 empty] | 275 | 7.6 | 7.2877 | 2.75 | 10.722
[12 empty] | 276 | 9.6 | 9.2877 | 2.76 | 10.4117
[12 empty] | 277 | 7.2 | 6.8877 | 2.77 | 10.0557
[12 empty] | 278 | 12.4 | 12.0877 | 2.78 | 9.6557
[12 empty] | 279 | 16 | 15.6877 | 2.79 | 9.2135
[12 empty] | 280 | 8.4 | 8.0877 | 2.8 | 8.731
[12 empty] | 281 | 6.8 | 6.4877 | 2.81 | 8.2103
[12 empty] | 282 | 6.8 | 6.4877 | 2.82 | 7.6538
[12 empty] | 283 | 5.6 | 5.2877 | 2.83 | 7.0638
[12 empty] | 284 | 10 | 9.6877 | 2.84 | 6.4431
[12 empty] | 285 | 10 | 9.6877 | 2.85 | 5.7943
[12 empty] | 286 | 4.8 | 4.4877 | 2.86 | 5.1203
[12 empty] | 287 | 4 | 3.6877 | 2.87 | 4.4241
[12 empty] | 288 | 4 | 3.6877 | 2.88 | 3.7088
[12 empty] | 289 | 4.4 | 4.0877 | 2.89 | 2.9774
[12 empty] | 290 | 6 | 5.6877 | 2.9 | 2.2333
[12 empty] | 291 | 3.6 | 3.2877 | 2.91 | 1.4796
[12 empty] | 292 | -0.4 | -0.71232 | 2.92 | 0.71974
[12 empty] | 293 | -1.2 | -1.5123 | 2.93 | -0.04298
[12 empty] | 294 | 0.4 | 0.08768 | 2.94 | -0.80521
[12 empty] | 295 | 1.6 | 1.2877 | 2.95 | -1.5636
[12 empty] | 296 | 2 | 1.6877 | 2.96 | -2.3148
[12 empty] | 297 | -0.4 | -0.71232 | 2.97 | -3.0556
[12 empty] | 298 | -4 | -4.3123 | 2.98 | -3.7826
[12 empty] | 299 | -5.2 | -5.5123 | 2.99 | -4.4928
[12 empty] | 300 | -4 | -4.3123 | 3 | -5.1829
[12 empty] | 301 | -3.2 | -3.5123 | 3.01 | -5.85
[12 empty] | 302 | -4 | -4.3123 | 3.02 | -6.4911
[12 empty] | 303 | -5.6 | -5.9123 | 3.03 | -7.1034
[12 empty] | 304 | -7.2 | -7.5123 | 3.04 | -7.6843
[12 empty] | 305 | -7.2 | -7.5123 | 3.05 | -8.2313
[12 empty] | 306 | -6 | -6.3123 | 3.06 | -8.7418
[12 empty] | 307 | -6.8 | -7.1123 | 3.07 | -9.2138
[12 empty] | 308 | -8.4 | -8.7123 | 3.08 | -9.6451
[12 empty] | 309 | -10.4 | -10.7123 | 3.09 | -10.0338
[12 empty] | 310 | -10.8 | -11.1123 | 3.1 | -10.3783
[12 empty] | 311 | -9.6 | -9.9123 | 3.11 | -10.6772
[12 empty] | 312 | -7.2 | -7.5123 | 3.12 | -10.9289
[12 empty] | 313 | -8 | -8.3123 | 3.13 | -11.1326
[12 empty] | 314 | -10 | -10.3123 | 3.14 | -11.2873
[12 empty] | 315 | -12 | -12.3123 | 3.15 | -11.3924
[12 empty] | 316 | -12.4 | -12.7123 | 3.16 | -11.4474
[12 empty] | 317 | -10.8 | -11.1123 | 3.17 | -11.4521
[12 empty] | 318 | -9.6 | -9.9123 | 3.18 | -11.4064
[12 empty] | 319 | -9.2 | -9.5123 | 3.19 | -11.3107
[12 empty] | 320 | -10.8 | -11.1123 | 3.2 | -11.1654
[12 empty] | 321 | -10.8 | -11.1123 | 3.21 | -10.971
[12 empty] | 322 | -10.8 | -11.1123 | 3.22 | -10.7286
[12 empty] | 323 | -9.6 | -9.9123 | 3.23 | -10.4391
[12 empty] | 324 | -8.8 | -9.1123 | 3.24 | -10.1039
[12 empty] | 325 | -9.6 | -9.9123 | 3.25 | -9.7244
[12 empty] | 326 | -10.4 | -10.7123 | 3.26 | -9.3024
[12 empty] | 327 | -10 | -10.3123 | 3.27 | -8.8397
[12 empty] | 328 | -8.4 | -8.7123 | 3.28 | -8.3383
[12 empty] | 329 | -6 | -6.3123 | 3.29 | -7.8005
[12 empty] | 330 | -5.6 | -5.9123 | 3.3 | -7.2287
[12 empty] | 331 | -6.8 | -7.1123 | 3.31 | -6.6253
[12 empty] | 332 | -7.2 | -7.5123 | 3.32 | -5.9931
[12 empty] | 333 | -6.8 | -7.1123 | 3.33 | -5.3348
[12 empty] | 334 | -5.2 | -5.5123 | 3.34 | -4.6533
[12 empty] | 335 | -3.6 | -3.9123 | 3.35 | -3.9517
[12 empty] | 336 | -2.8 | -3.1123 | 3.36 | -3.233
[12 empty] | 337 | -2.8 | -3.1123 | 3.37 | -2.5003
[12 empty] | 338 | -2.8 | -3.1123 | 3.38 | -1.757
[12 empty] | 339 | -2 | -2.3123 | 3.39 | -1.0063
[12 empty] | 340 | -0.4 | -0.71232 | 3.4 | -0.25141
[12 empty] | 341 | 0 | -0.31232 | 3.41 | 0.50426
[12 empty] | 342 | 0 | -0.31232 | 3.42 | 1.2574
[12 empty] | 343 | 0.4 | 0.08768 | 3.43 | 2.0048
[12 empty] | 344 | 1.2 | 0.88768 | 3.44 | 2.743
[12 empty] | 345 | 2.8 | 2.4877 | 3.45 | 3.4689
[12 empty] | 346 | 4.4 | 4.0877 | 3.46 | 4.1792
[12 empty] | 347 | 5.2 | 4.8877 | 3.47 | 4.871
[12 empty] | 348 | 4.4 | 4.0877 | 3.48 | 5.541
[12 empty] | 349 | 4.4 | 4.0877 | 3.49 | 6.1865
[12 empty] | 350 | 5.2 | 4.8877 | 3.5 | 6.8045
[12 empty] | 351 | 6 | 5.6877 | 3.51 | 7.3924
[12 empty] | 352 | 7.6 | 7.2877 | 3.52 | 7.9476
[12 empty] | 353 | 8 | 7.6877 | 3.53 | 8.4676
[12 empty] | 354 | 8 | 7.6877 | 3.54 | 8.9503
[12 empty] | 355 | 8 | 7.6877 | 3.55 | 9.3934
[12 empty] | 356 | 9.2 | 8.8877 | 3.56 | 9.7951
[12 empty] | 357 | 10 | 9.6877 | 3.57 | 10.1537
[12 empty] | 358 | 10.4 | 10.0877 | 3.58 | 10.4674
[12 empty] | 359 | 10 | 9.6877 | 3.59 | 10.7351
[12 empty] | 360 | 10 | 9.6877 | 3.6 | 10.9556
[12 empty] | 361 | 10.4 | 10.0877 | 3.61 | 11.1278
[12 empty] | 362 | 10.8 | 10.4877 | 3.62 | 11.251
[12 empty] | 363 | 12 | 11.6877 | 3.63 | 11.3248
[12 empty] | 364 | 11.6 | 11.2877 | 3.64 | 11.3489
[12 empty] | 365 | 11.2 | 10.8877 | 3.65 | 11.323
[12 empty] | 366 | 10.4 | 10.0877 | 3.66 | 11.2475
[12 empty] | 367 | 10.4 | 10.0877 | 3.67 | 11.1226
[12 empty] | 368 | 10.8 | 10.4877 | 3.68 | 10.9488
[12 empty] | 369 | 10.8 | 10.4877 | 3.69 | 10.7271
[12 empty] | 370 | 11.2 | 10.8877 | 3.7 | 10.4583
[12 empty] | 371 | 10.8 | 10.4877 | 3.71 | 10.1437
[12 empty] | 372 | 10 | 9.6877 | 3.72 | 9.7846
[12 empty] | 373 | 9.6 | 9.2877 | 3.73 | 9.3827
[12 empty] | 374 | 9.2 | 8.8877 | 3.74 | 8.9398
[12 empty] | 375 | 9.2 | 8.8877 | 3.75 | 8.4578
[12 empty] | 376 | 8.8 | 8.4877 | 3.76 | 7.9388
[12 empty] | 377 | 7.6 | 7.2877 | 3.77 | 7.3851
[12 empty] | 378 | 7.6 | 7.2877 | 3.78 | 6.7993
[12 empty] | 379 | 7.6 | 7.2877 | 3.79 | 6.1838
[12 empty] | 380 | 6.8 | 6.4877 | 3.8 | 5.5413
[12 empty] | 381 | 6.4 | 6.0877 | 3.81 | 4.8748
[12 empty] | 382 | 5.2 | 4.8877 | 3.82 | 4.1872
[12 empty] | 383 | 4.4 | 4.0877 | 3.83 | 3.4814
[12 empty] | 384 | 3.2 | 2.8877 | 3.84 | 2.7606
[12 empty] | 385 | 3.2 | 2.8877 | 3.85 | 2.028
[12 empty] | 386 | 2.8 | 2.4877 | 3.86 | 1.2868
[12 empty] | 387 | 2 | 1.6877 | 3.87 | 0.54017
[12 empty] | 388 | 1.2 | 0.88768 | 3.88 | -0.2085
[12 empty] | 389 | 0.4 | 0.08768 | 3.89 | -0.95596
[12 empty] | 390 | -0.4 | -0.71232 | 3.9 | -1.6989
[12 empty] | 391 | -0.8 | -1.1123 | 3.91 | -2.4341
[12 empty] | 392 | -1.6 | -1.9123 | 3.92 | -3.1583
[12 empty] | 393 | -2 | -2.3123 | 3.93 | -3.8684
[12 empty] | 394 | -3.6 | -3.9123 | 3.94 | -4.5612
[12 empty] | 395 | -4 | -4.3123 | 3.95 | -5.2337
[12 empty] | 396 | -4 | -4.3123 | 3.96 | -5.8829
[12 empty] | 397 | -4.4 | -4.7123 | 3.97 | -6.506
[12 empty] | 398 | -5.2 | -5.5123 | 3.98 | -7.1003
[12 empty] | 399 | -6.4 | -6.7123 | 3.99 | -7.6632
[12 empty] | 400 | -6.8 | -7.1123 | 4 | -8.1922
[12 empty] | 401 | -7.6 | -7.9123 | 4.01 | -8.685
[12 empty] | 402 | -7.6 | -7.9123 | 4.02 | -9.1394
[12 empty] | 403 | -8.4 | -8.7123 | 4.03 | -9.5536
[12 empty] | 404 | -8.4 | -8.7123 | 4.04 | -9.9256
[12 empty] | 405 | -9.2 | -9.5123 | 4.05 | -10.2538
[12 empty] | 406 | -9.2 | -9.5123 | 4.06 | -10.5369
[12 empty] | 407 | -9.6 | -9.9123 | 4.07 | -10.7736
[12 empty] | 408 | -10 | -10.3123 | 4.08 | -10.9629
[12 empty] | 409 | -10 | -10.3123 | 4.09 | -11.1039
[12 empty] | 410 | -10.4 | -10.7123 | 4.1 | -11.1961
[12 empty] | 411 | -10.8 | -11.1123 | 4.11 | -11.2391
[12 empty] | 412 | -10.4 | -10.7123 | 4.12 | -11.2328
[12 empty] | 413 | -10.4 | -10.7123 | 4.13 | -11.177
[12 empty] | 414 | -10 | -10.3123 | 4.14 | -11.0722
[12 empty] | 415 | -10 | -10.3123 | 4.15 | -10.9189
[12 empty] | 416 | -10.4 | -10.7123 | 4.16 | -10.7176
[12 empty] | 417 | -10.4 | -10.7123 | 4.17 | -10.4693
[12 empty] | 418 | -10 | -10.3123 | 4.18 | -10.1751
[12 empty] | 419 | -9.6 | -9.9123 | 4.19 | -9.8364
[12 empty] | 420 | -8.8 | -9.1123 | 4.2 | -9.4546
[12 empty] | 421 | -8.8 | -9.1123 | 4.21 | -9.0314
[12 empty] | 422 | -8.4 | -8.7123 | 4.22 | -8.5687
[12 empty] | 423 | -8 | -8.3123 | 4.23 | -8.0686
[12 empty] | 424 | -7.6 | -7.9123 | 4.24 | -7.5332
[12 empty] | 425 | -6.8 | -7.1123 | 4.25 | -6.9649
[12 empty] | 426 | -6.8 | -7.1123 | 4.26 | -6.3663
[12 empty] | 427 | -6 | -6.3123 | 4.27 | -5.7399
[12 empty] | 428 | -5.2 | -5.5123 | 4.28 | -5.0886
[12 empty] | 429 | -4.8 | -5.1123 | 4.29 | -4.4152
[12 empty] | 430 | -3.6 | -3.9123 | 4.3 | -3.7226
[12 empty] | 431 | -2.8 | -3.1123 | 4.31 | -3.014
[12 empty] | 432 | -2.4 | -2.7123 | 4.32 | -2.2925
[12 empty] | 433 | -2 | -2.3123 | 4.33 | -1.5611
[12 empty] | 434 | -1.6 | -1.9123 | 4.34 | -0.82318
[12 empty] | 435 | -0.8 | -1.1123 | 4.35 | -0.081941
[12 empty] | 436 | -0.4 | -0.71232 | 4.36 | 0.65937
[12 empty] | 437 | 0.8 | 0.48768 | 4.37 | 1.3975
[12 empty] | 438 | 1.6 | 1.2877 | 4.38 | 2.1292
[12 empty] | 439 | 2 | 1.6877 | 4.39 | 2.8512
[12 empty] | 440 | 2.8 | 2.4877 | 4.4 | 3.5605
[12 empty] | 441 | 3.2 | 2.8877 | 4.41 | 4.2538
[12 empty] | 442 | 4 | 3.6877 | 4.42 | 4.9281
[12 empty] | 443 | 4.4 | 4.0877 | 4.43 | 5.5806
[12 empty] | 444 | 5.6 | 5.2877 | 4.44 | 6.2082
[12 empty] | 445 | 6 | 5.6877 | 4.45 | 6.8084
[12 empty] | 446 | 6.8 | 6.4877 | 4.46 | 7.3784
[12 empty] | 447 | 7.2 | 6.8877 | 4.47 | 7.9157
[12 empty] | 448 | 7.6 | 7.2877 | 4.48 | 8.4181
[12 empty] | 449 | 8.8 | 8.4877 | 4.49 | 8.8833
[12 empty] | 450 | 8.8 | 8.4877 | 4.5 | 9.3093
[12 empty] | 451 | 8.8 | 8.4877 | 4.51 | 9.6943
[12 empty] | 452 | 9.2 | 8.8877 | 4.52 | 10.0365
[12 empty] | 453 | 9.6 | 9.2877 | 4.53 | 10.3345
[12 empty] | 454 | 10.4 | 10.0877 | 4.54 | 10.587
[12 empty] | 455 | 10.4 | 10.0877 | 4.55 | 10.7929
[12 empty] | 456 | 10.8 | 10.4877 | 4.56 | 10.9512
[12 empty] | 457 | 10.4 | 10.0877 | 4.57 | 11.0615
[12 empty] | 458 | 10.8 | 10.4877 | 4.58 | 11.1231
[12 empty] | 459 | 11.2 | 10.8877 | 4.59 | 11.1358
[12 empty] | 460 | 10.8 | 10.4877 | 4.6 | 11.0996
[12 empty] | 461 | 10.8 | 10.4877 | 4.61 | 11.0146
[12 empty] | 462 | 10.8 | 10.4877 | 4.62 | 10.8813
[12 empty] | 463 | 10.8 | 10.4877 | 4.63 | 10.7003
[12 empty] | 464 | 10.8 | 10.4877 | 4.64 | 10.4723
[12 empty] | 465 | 10.4 | 10.0877 | 4.65 | 10.1985
[12 empty] | 466 | 10.4 | 10.0877 | 4.66 | 9.8799
[12 empty] | 467 | 9.6 | 9.2877 | 4.67 | 9.5181
[12 empty] | 468 | 9.2 | 8.8877 | 4.68 | 9.1146
[12 empty] | 469 | 9.2 | 8.8877 | 4.69 | 8.6712
[12 empty] | 470 | 8.8 | 8.4877 | 4.7 | 8.1899
[12 empty] | 471 | 8.4 | 8.0877 | 4.71 | 7.6729
[12 empty] | 472 | 7.6 | 7.2877 | 4.72 | 7.1223
[12 empty] | 473 | 7.2 | 6.8877 | 4.73 | 6.5407
[12 empty] | 474 | 6.8 | 6.4877 | 4.74 | 5.9305
[12 empty] | 475 | 6 | 5.6877 | 4.75 | 5.2946
[12 empty] | 476 | 5.6 | 5.2877 | 4.76 | 4.6357
[12 empty] | 477 | 4.8 | 4.4877 | 4.77 | 3.9566
[12 empty] | 478 | 4.4 | 4.0877 | 4.78 | 3.2605
[12 empty] | 479 | 4 | 3.6877 | 4.79 | 2.5503
[12 empty] | 480 | 2.8 | 2.4877 | 4.8 | 1.8292
[12 empty] | 481 | 2.8 | 2.4877 | 4.81 | 1.1003
[12 empty] | 482 | 1.6 | 1.2877 | 4.82 | 0.36695
[12 empty] | 483 | 1.2 | 0.88768 | 4.83 | -0.36777
[12 empty] | 484 | 0 | -0.31232 | 4.84 | -1.1006
[12 empty] | 485 | -0.4 | -0.71232 | 4.85 | -1.8283
[12 empty] | 486 | -1.2 | -1.5123 | 4.86 | -2.5476
[12 empty] | 487 | -1.6 | -1.9123 | 4.87 | -3.2555
[12 empty] | 488 | -2.4 | -2.7123 | 4.88 | -3.9488
[12 empty] | 489 | -3.2 | -3.5123 | 4.89 | -4.6245
[12 empty] | 490 | -4 | -4.3123 | 4.9 | -5.2796
[12 empty] | 491 | -4.4 | -4.7123 | 4.91 | -5.9113
[12 empty] | 492 | -5.2 | -5.5123 | 4.92 | -6.5168
[12 empty] | 493 | -5.6 | -5.9123 | 4.93 | -7.0933
[12 empty] | 494 | -6.4 | -6.7123 | 4.94 | -7.6385
[12 empty] | 495 | -6.8 | -7.1123 | 4.95 | -8.1499
[12 empty] | 496 | -6.8 | -7.1123 | 4.96 | -8.6254
[12 empty] | 497 | -8 | -8.3123 | 4.97 | -9.0627
[12 empty] | 498 | -8 | -8.3123 | 4.98 | -9.4601
[12 empty] | 499 | -8.4 | -8.7123 | 4.99 | -9.8157
[12 empty] | 500 | -8.4 | -8.7123 | 5 | -10.1281
[12 empty] | 501 | -9.2 | -9.5123 | 5.01 | -10.3959
[12 empty] | 502 | -9.6 | -9.9123 | 5.02 | -10.6179
[12 empty] | 503 | -10 | -10.3123 | 5.03 | -10.7932
[12 empty] | 504 | -10 | -10.3123 | 5.04 | -10.9211
[12 empty] | 505 | -10 | -10.3123 | 5.05 | -11.0008
[12 empty] | 506 | -10 | -10.3123 | 5.06 | -11.0323
[12 empty] | 507 | -10 | -10.3123 | 5.07 | -11.0153
[12 empty] | 508 | -10.4 | -10.7123 | 5.08 | -10.9499
[12 empty] | 509 | -10 | -10.3123 | 5.09 | -10.8364
[12 empty] | 510 | -10 | -10.3123 | 5.1 | -10.6753
[12 empty] | 511 | -10.4 | -10.7123 | 5.11 | -10.4675
[12 empty] | 512 | -9.6 | -9.9123 | 5.12 | -10.2137
[12 empty] | 513 | -9.6 | -9.9123 | 5.13 | -9.9152
[12 empty] | 514 | -9.2 | -9.5123 | 5.14 | -9.5733
[12 empty] | 515 | -8.8 | -9.1123 | 5.15 | -9.1894
[12 empty] | 516 | -8.4 | -8.7123 | 5.16 | -8.7653
[12 empty] | 517 | -8.4 | -8.7123 | 5.17 | -8.3029
[12 empty] | 518 | -8 | -8.3123 | 5.18 | -7.8042
[12 empty] | 519 | -7.2 | -7.5123 | 5.19 | -7.2715
[12 empty] | 520 | -7.2 | -7.5123 | 5.2 | -6.707
[12 empty] | 521 | -6.4 | -6.7123 | 5.21 | -6.1132
[12 empty] | 522 | -5.6 | -5.9123 | 5.22 | -5.4929
[12 empty] | 523 | -4.8 | -5.1123 | 5.23 | -4.8486
[12 empty] | 524 | -4.4 | -4.7123 | 5.24 | -4.1834
[12 empty] | 525 | -3.6 | -3.9123 | 5.25 | -3.5
[12 empty] | 526 | -3.2 | -3.5123 | 5.26 | -2.8015
[12 empty] | 527 | -2.4 | -2.7123 | 5.27 | -2.091
[12 empty] | 528 | -2 | -2.3123 | 5.28 | -1.3716
[12 empty] | 529 | -0.8 | -1.1123 | 5.29 | -0.64641
[12 empty] | 530 | -0.8 | -1.1123 | 5.3 | 0.081299
[12 empty] | 531 | 0.4 | 0.08768 | 5.31 | 0.80836
[12 empty] | 532 | 0.4 | 0.08768 | 5.32 | 1.5316
[12 empty] | 533 | 1.6 | 1.2877 | 5.33 | 2.2478
[12 empty] | 534 | 2 | 1.6877 | 5.34 | 2.9538
[12 empty] | 535 | 3.2 | 2.8877 | 5.35 | 3.6466
[12 empty] | 536 | 3.2 | 2.8877 | 5.36 | 4.3231
[12 empty] | 537 | 4.4 | 4.0877 | 5.37 | 4.9804
[12 empty] | 538 | 4.8 | 4.4877 | 5.38 | 5.6155
[12 empty] | 539 | 5.2 | 4.8877 | 5.39 | 6.2257
[12 empty] | 540 | 6 | 5.6877 | 5.4 | 6.8083
[12 empty] | 541 | 6.4 | 6.0877 | 5.41 | 7.3607
[12 empty] | 542 | 7.6 | 7.2877 | 5.42 | 7.8807
[12 empty] | 543 | 7.6 | 7.2877 | 5.43 | 8.3657
[12 empty] | 544 | 8 | 7.6877 | 5.44 | 8.8139
[12 empty] | 545 | 8.4 | 8.0877 | 5.45 | 9.2232
[12 empty] | 546 | 9.2 | 8.8877 | 5.46 | 9.5917
[12 empty] | 547 | 9.6 | 9.2877 | 5.47 | 9.9181
[12 empty] | 548 | 9.2 | 8.8877 | 5.48 | 10.2007
[12 empty] | 549 | 10 | 9.6877 | 5.49 | 10.4384
[12 empty] | 550 | 10.4 | 10.0877 | 5.5 | 10.6301
[12 empty] | 551 | 10.4 | 10.0877 | 5.51 | 10.7751
[12 empty] | 552 | 10.8 | 10.4877 | 5.52 | 10.8727
[12 empty] | 553 | 10.8 | 10.4877 | 5.53 | 10.9225
[12 empty] | 554 | 10.8 | 10.4877 | 5.54 | 10.9243
[12 empty] | 555 | 10.8 | 10.4877 | 5.55 | 10.8781
[12 empty] | 556 | 10.8 | 10.4877 | 5.56 | 10.7842
[12 empty] | 557 | 10.8 | 10.4877 | 5.57 | 10.6429
[12 empty] | 558 | 10.4 | 10.0877 | 5.58 | 10.4549
[12 empty] | 559 | 10.4 | 10.0877 | 5.59 | 10.2211
[12 empty] | 560 | 10.4 | 10.0877 | 5.6 | 9.9425
[12 empty] | 561 | 10 | 9.6877 | 5.61 | 9.6203
[12 empty] | 562 | 9.2 | 8.8877 | 5.62 | 9.256
[12 empty] | 563 | 9.2 | 8.8877 | 5.63 | 8.8512
[12 empty] | 564 | 9.2 | 8.8877 | 5.64 | 8.4077
[12 empty] | 565 | 8.4 | 8.0877 | 5.65 | 7.9274
[12 empty] | 566 | 8 | 7.6877 | 5.66 | 7.4125
[12 empty] | 567 | 7.6 | 7.2877 | 5.67 | 6.8652
[12 empty] | 568 | 6.8 | 6.4877 | 5.68 | 6.288
[12 empty] | 569 | 6.4 | 6.0877 | 5.69 | 5.6834
[12 empty] | 570 | 6 | 5.6877 | 5.7 | 5.0541
[12 empty] | 571 | 5.2 | 4.8877 | 5.71 | 4.4028
[12 empty] | 572 | 4.8 | 4.4877 | 5.72 | 3.7324
[12 empty] | 573 | 4.4 | 4.0877 | 5.73 | 3.0459
[12 empty] | 574 | 3.6 | 3.2877 | 5.74 | 2.3464
[12 empty] | 575 | 2.8 | 2.4877 | 5.75 | 1.6367
[12 empty] | 576 | 2 | 1.6877 | 5.76 | 0.92022
[12 empty] | 577 | 1.2 | 0.88768 | 5.77 | 0.19994
[12 empty] | 578 | 0.8 | 0.48768 | 5.78 | -0.52094
[12 empty] | 579 | 0 | -0.31232 | 5.79 | -1.2392
[12 empty] | 580 | -0.4 | -0.71232 | 5.8 | -1.9518
[12 empty] | 581 | -1.2 | -1.5123 | 5.81 | -2.6555
[12 empty] | 582 | -2 | -2.3123 | 5.82 | -3.3473
[12 empty] | 583 | -2.4 | -2.7123 | 5.83 | -4.0241
[12 empty] | 584 | -3.6 | -3.9123 | 5.84 | -4.6829
[12 empty] | 585 | -3.6 | -3.9123 | 5.85 | -5.321
[12 empty] | 586 | -4.4 | -4.7123 | 5.86 | -5.9353
[12 empty] | 587 | -5.2 | -5.5123 | 5.87 | -6.5234
[12 empty] | 588 | -5.2 | -5.5123 | 5.88 | -7.0826
[12 empty] | 589 | -6.4 | -6.7123 | 5.89 | -7.6105
[12 empty] | 590 | -6.8 | -7.1123 | 5.9 | -8.1047
[12 empty] | 591 | -6.8 | -7.1123 | 5.91 | -8.5631
[12 empty] | 592 | -7.6 | -7.9123 | 5.92 | -8.9837
[12 empty] | 593 | -8 | -8.3123 | 5.93 | -9.3647
[12 empty] | 594 | -8.4 | -8.7123 | 5.94 | -9.7045
[12 empty] | 595 | -8.4 | -8.7123 | 5.95 | -10.0014
[12 empty] | 596 | -9.2 | -9.5123 | 5.96 | -10.2543
[12 empty] | 597 | -9.2 | -9.5123 | 5.97 | -10.4621
[12 empty] | 598 | -9.6 | -9.9123 | 5.98 | -10.6238
[12 empty] | 599 | -10 | -10.3123 | 5.99 | -10.7388
[12 empty] | 600 | -10 | -10.3123 | 6 | -10.8066
[12 empty] | 601 | -10 | -10.3123 | 6.01 | -10.8269
[12 empty] | 602 | -10 | -10.3123 | 6.02 | -10.7996
[12 empty] | 603 | -10 | -10.3123 | 6.03 | -10.7249
[12 empty] | 604 | -10 | -10.3123 | 6.04 | -10.6031
[12 empty] | 605 | -9.6 | -9.9123 | 6.05 | -10.4348
[12 empty] | 606 | -9.6 | -9.9123 | 6.06 | -10.2208
[12 empty] | 607 | -9.6 | -9.9123 | 6.07 | -9.9619
[12 empty] | 608 | -9.2 | -9.5123 | 6.08 | -9.6594
[12 empty] | 609 | -8.8 | -9.1123 | 6.09 | -9.3145
[12 empty] | 610 | -8.8 | -9.1123 | 6.1 | -8.9289
[12 empty] | 611 | -8.4 | -8.7123 | 6.11 | -8.5042
[12 empty] | 612 | -8 | -8.3123 | 6.12 | -8.0423
[12 empty] | 613 | -7.2 | -7.5123 | 6.13 | -7.5453
[12 empty] | 614 | -6.8 | -7.1123 | 6.14 | -7.0154
[12 empty] | 615 | -6.4 | -6.7123 | 6.15 | -6.4548
[12 empty] | 616 | -6 | -6.3123 | 6.16 | -5.8661
[12 empty] | 617 | -5.2 | -5.5123 | 6.17 | -5.2519
[12 empty] | 618 | -4.8 | -5.1123 | 6.18 | -4.6149
[12 empty] | 619 | -4 | -4.3123 | 6.19 | -3.9578
[12 empty] | 620 | -3.6 | -3.9123 | 6.2 | -3.2836
[12 empty] | 621 | -2.8 | -3.1123 | 6.21 | -2.5953
[12 empty] | 622 | -2.4 | -2.7123 | 6.22 | -1.8958
[12 empty] | 623 | -2 | -2.3123 | 6.23 | -1.1883
[12 empty] | 624 | -0.8 | -1.1123 | 6.24 | -0.47582
[12 empty] | 625 | -0.4 | -0.71232 | 6.25 | 0.23845
[12 empty] | 626 | 0.4 | 0.08768 | 6.26 | 0.95138
[12 empty] | 627 | 0.8 | 0.48768 | 6.27 | 1.6598
[12 empty] | 628 | 2 | 1.6877 | 6.28 | 2.3607
[12 empty] | 629 | 2.4 | 2.0877 | 6.29 | 3.051
[12 empty] | 630 | 2.8 | 2.4877 | 6.3 | 3.7276
[12 empty] | 631 | 4 | 3.6877 | 6.31 | 4.3875
[12 empty] | 632 | 4.4 | 4.0877 | 6.32 | 5.0279
[12 empty] | 633 | 4.8 | 4.4877 | 6.33 | 5.646
[12 empty] | 634 | 5.6 | 5.2877 | 6.34 | 6.239
[12 empty] | 635 | 6 | 5.6877 | 6.35 | 6.8044
[12 empty] | 636 | 6.4 | 6.0877 | 6.36 | 7.3396
[12 empty] | 637 | 7.2 | 6.8877 | 6.37 | 7.8424
[12 empty] | 638 | 7.6 | 7.2877 | 6.38 | 8.3106
[12 empty] | 639 | 8 | 7.6877 | 6.39 | 8.7421
[12 empty] | 640 | 8.8 | 8.4877 | 6.4 | 9.135
[12 empty] | 641 | 9.2 | 8.8877 | 6.41 | 9.4876
[12 empty] | 642 | 9.2 | 8.8877 | 6.42 | 9.7984
[12 empty] | 643 | 10 | 9.6877 | 6.43 | 10.0661
[12 empty] | 644 | 9.6 | 9.2877 | 6.44 | 10.2894
[12 empty] | 645 | 10.4 | 10.0877 | 6.45 | 10.4674
[12 empty] | 646 | 10.4 | 10.0877 | 6.46 | 10.5994
[12 empty] | 647 | 10.4 | 10.0877 | 6.47 | 10.6848
[12 empty] | 648 | 10.4 | 10.0877 | 6.48 | 10.7232
[12 empty] | 649 | 10.8 | 10.4877 | 6.49 | 10.7145
[12 empty] | 650 | 10.4 | 10.0877 | 6.5 | 10.6588
[12 empty] | 651 | 10.8 | 10.4877 | 6.51 | 10.5562
[12 empty] | 652 | 10.4 | 10.0877 | 6.52 | 10.4073
[12 empty] | 653 | 10 | 9.6877 | 6.53 | 10.2128
[12 empty] | 654 | 10.4 | 10.0877 | 6.54 | 9.9735
[12 empty] | 655 | 9.6 | 9.2877 | 6.55 | 9.6905
[12 empty] | 656 | 9.6 | 9.2877 | 6.56 | 9.365
[12 empty] | 657 | 9.2 | 8.8877 | 6.57 | 8.9985
[12 empty] | 658 | 9.2 | 8.8877 | 6.58 | 8.5926
[12 empty] | 659 | 8.4 | 8.0877 | 6.59 | 8.1492
[12 empty] | 660 | 8 | 7.6877 | 6.6 | 7.6701
[12 empty] | 661 | 7.6 | 7.2877 | 6.61 | 7.1576
[12 empty] | 662 | 7.2 | 6.8877 | 6.62 | 6.6138
[12 empty] | 663 | 6.8 | 6.4877 | 6.63 | 6.0411
[12 empty] | 664 | 6.8 | 6.4877 | 6.64 | 5.4422
[12 empty] | 665 | 5.6 | 5.2877 | 6.65 | 4.8196
[12 empty] | 666 | 5.2 | 4.8877 | 6.66 | 4.176
[12 empty] | 667 | 4.4 | 4.0877 | 6.67 | 3.5144
[12 empty] | 668 | 3.6 | 3.2877 | 6.68 | 2.8376
[12 empty] | 669 | 3.2 | 2.8877 | 6.69 | 2.1486
[12 empty] | 670 | 2.8 | 2.4877 | 6.7 | 1.4505
[12 empty] | 671 | 2 | 1.6877 | 6.71 | 0.74624
[12 empty] | 672 | 1.2 | 0.88768 | 6.72 | 0.038998
[12 empty] | 673 | 0.8 | 0.48768 | 6.73 | -0.66814
[12 empty] | 674 | -0.4 | -0.71232 | 6.74 | -1.3721
[12 empty] | 675 | -0.4 | -0.71232 | 6.75 | -2.0697
[12 empty] | 676 | -1.2 | -1.5123 | 6.76 | -2.7579
[12 empty] | 677 | -2 | -2.3123 | 6.77 | -3.4338
[12 empty] | 678 | -2.4 | -2.7123 | 6.78 | -4.0943
[12 empty] | 679 | -3.2 | -3.5123 | 6.79 | -4.7365
[12 empty] | 680 | -4 | -4.3123 | 6.8 | -5.3577
[12 empty] | 681 | -4.4 | -4.7123 | 6.81 | -5.9552
[12 empty] | 682 | -5.2 | -5.5123 | 6.82 | -6.5262
[12 empty] | 683 | -5.6 | -5.9123 | 6.83 | -7.0683
[12 empty] | 684 | -6 | -6.3123 | 6.84 | -7.5792
[12 empty] | 685 | -6.8 | -7.1123 | 6.85 | -8.0566
[12 empty] | 686 | -7.2 | -7.5123 | 6.86 | -8.4984
[12 empty] | 687 | -7.6 | -7.9123 | 6.87 | -8.9026
[12 empty] | 688 | -8.4 | -8.7123 | 6.88 | -9.2677
[12 empty] | 689 | -8.4 | -8.7123 | 6.89 | -9.5919
[12 empty] | 690 | -8.4 | -8.7123 | 6.9 | -9.8738
[12 empty] | 691 | -8.8 | -9.1123 | 6.91 | -10.1122
[12 empty] | 692 | -9.2 | -9.5123 | 6.92 | -10.3061
[12 empty] | 693 | -9.2 | -9.5123 | 6.93 | -10.4547
[12 empty] | 694 | -10 | -10.3123 | 6.94 | -10.5573
[12 empty] | 695 | -10 | -10.3123 | 6.95 | -10.6135
[12 empty] | 696 | -9.6 | -9.9123 | 6.96 | -10.623
[12 empty] | 697 | -10 | -10.3123 | 6.97 | -10.5859
[12 empty] | 698 | -10 | -10.3123 | 6.98 | -10.5023
[12 empty] | 699 | -9.6 | -9.9123 | 6.99 | -10.3726
[12 empty] | 700 | -9.6 | -9.9123 | 7 | -10.1974
[12 empty] | 701 | -9.6 | -9.9123 | 7.01 | -9.9774
[12 empty] | 702 | -9.2 | -9.5123 | 7.02 | -9.7138
[12 empty] | 703 | -9.2 | -9.5123 | 7.03 | -9.4075
[12 empty] | 704 | -8.8 | -9.1123 | 7.04 | -9.0601
[12 empty] | 705 | -8.4 | -8.7123 | 7.05 | -8.673
[12 empty] | 706 | -8.4 | -8.7123 | 7.06 | -8.248
[12 empty] | 707 | -7.2 | -7.5123 | 7.07 | -7.7869
[12 empty] | 708 | -7.2 | -7.5123 | 7.08 | -7.2918
[12 empty] | 709 | -6.8 | -7.1123 | 7.09 | -6.7648
[12 empty] | 710 | -6.4 | -6.7123 | 7.1 | -6.2084
[12 empty] | 711 | -6 | -6.3123 | 7.11 | -5.6249
[12 empty] | 712 | -5.2 | -5.5123 | 7.12 | -5.0169
[12 empty] | 713 | -5.2 | -5.5123 | 7.13 | -4.3871
[12 empty] | 714 | -3.6 | -3.9123 | 7.14 | -3.7383
[12 empty] | 715 | -3.2 | -3.5123 | 7.15 | -3.0734
[12 empty] | 716 | -2.8 | -3.1123 | 7.16 | -2.3952
[12 empty] | 717 | -2 | -2.3123 | 7.17 | -1.7068
[12 empty] | 718 | -1.6 | -1.9123 | 7.18 | -1.0111
[12 empty] | 719 | -0.8 | -1.1123 | 7.19 | -0.31128
[12 empty] | 720 | -0.4 | -0.71232 | 7.2 | 0.38964
[12 empty] | 721 | 0.8 | 0.48768 | 7.21 | 1.0886
[12 empty] | 722 | 1.2 | 0.88768 | 7.22 | 1.7824
[12 empty] | 723 | 2 | 1.6877 | 7.23 | 2.4682
[12 empty] | 724 | 2.4 | 2.0877 | 7.24 | 3.1428
[12 empty] | 725 | 2.8 | 2.4877 | 7.25 | 3.8034
[12 empty] | 726 | 3.6 | 3.2877 | 7.26 | 4.447
[12 empty] | 727 | 4.4 | 4.0877 | 7.27 | 5.0708
[12 empty] | 728 | 4.8 | 4.4877 | 7.28 | 5.6721
[12 empty] | 729 | 5.6 | 5.2877 | 7.29 | 6.2483
[12 empty] | 730 | 6 | 5.6877 | 7.3 | 6.7968
[12 empty] | 731 | 6.8 | 6.4877 | 7.31 | 7.3152
[12 empty] | 732 | 6.8 | 6.4877 | 7.32 | 7.8012
[12 empty] | 733 | 7.6 | 7.2877 | 7.33 | 8.2528
[12 empty] | 734 | 8 | 7.6877 | 7.34 | 8.668
[12 empty] | 735 | 8.4 | 8.0877 | 7.35 | 9.0449
[12 empty] | 736 | 8.8 | 8.4877 | 7.36 | 9.382
[12 empty] | 737 | 9.2 | 8.8877 | 7.37 | 9.6777
[12 empty] | 738 | 9.6 | 9.2877 | 7.38 | 9.9308
[12 empty] | 739 | 10 | 9.6877 | 7.39 | 10.1401
[12 empty] | 740 | 9.6 | 9.2877 | 7.4 | 10.3049
[12 empty] | 741 | 10.4 | 10.0877 | 7.41 | 10.4243
[12 empty] | 742 | 10.4 | 10.0877 | 7.42 | 10.4979
[12 empty] | 743 | 10.4 | 10.0877 | 7.43 | 10.5253
[12 empty] | 744 | 10 | 9.6877 | 7.44 | 10.5065
[12 empty] | 745 | 10.4 | 10.0877 | 7.45 | 10.4415
[12 empty] | 746 | 10.4 | 10.0877 | 7.46 | 10.3308
[12 empty] | 747 | 10.4 | 10.0877 | 7.47 | 10.1746
[12 empty] | 748 | 10.4 | 10.0877 | 7.48 | 9.9739
[12 empty] | 749 | 10 | 9.6877 | 7.49 | 9.7294
[12 empty] | 750 | 9.6 | 9.2877 | 7.5 | 9.4423
[12 empty] | 751 | 9.2 | 8.8877 | 7.51 | 9.1138
[12 empty] | 752 | 9.2 | 8.8877 | 7.52 | 8.7454
[12 empty] | 753 | 8.4 | 8.0877 | 7.53 | 8.3388
[12 empty] | 754 | 8.4 | 8.0877 | 7.54 | 7.8957
[12 empty] | 755 | 8 | 7.6877 | 7.55 | 7.4181
[12 empty] | 756 | 7.6 | 7.2877 | 7.56 | 6.9081
[12 empty] | 757 | 6.8 | 6.4877 | 7.57 | 6.3679
[12 empty] | 758 | 6.8 | 6.4877 | 7.58 | 5.8
[12 empty] | 759 | 6 | 5.6877 | 7.59 | 5.2068
[12 empty] | 760 | 5.6 | 5.2877 | 7.6 | 4.5911
[12 empty] | 761 | 4.8 | 4.4877 | 7.61 | 3.9553
[12 empty] | 762 | 4 | 3.6877 | 7.62 | 3.3025
[12 empty] | 763 | 4 | 3.6877 | 7.63 | 2.6354
[12 empty] | 764 | 2.8 | 2.4877 | 7.64 | 1.957
[12 empty] | 765 | 2.4 | 2.0877 | 7.65 | 1.2703
[12 empty] | 766 | 1.2 | 0.88768 | 7.66 | 0.57829
[12 empty] | 767 | 1.2 | 0.88768 | 7.67 | -0.116
[12 empty] | 768 | 0.8 | 0.48768 | 7.68 | -0.80951
[12 empty] | 769 | -0.4 | -0.71232 | 7.69 | -1.4992
[12 empty] | 770 | -1.2 | -1.5123 | 7.7 | -2.182
[12 empty] | 771 | -1.2 | -1.5123 | 7.71 | -2.855
[12 empty] | 772 | -2.4 | -2.7123 | 7.72 | -3.5151
[12 empty] | 773 | -3.2 | -3.5123 | 7.73 | -4.1596
[12 empty] | 774 | -3.2 | -3.5123 | 7.74 | -4.7855
[12 empty] | 775 | -4 | -4.3123 | 7.75 | -5.3901
[12 empty] | 776 | -4.4 | -4.7123 | 7.76 | -5.9709
[12 empty] | 777 | -5.2 | -5.5123 | 7.77 | -6.5252
[12 empty] | 778 | -5.6 | -5.9123 | 7.78 | -7.0506
[12 empty] | 779 | -6 | -6.3123 | 7.79 | -7.5448
[12 empty] | 780 | -6.8 | -7.1123 | 7.8 | -8.0057
[12 empty] | 781 | -6.8 | -7.1123 | 7.81 | -8.4312
[12 empty] | 782 | -7.6 | -7.9123 | 7.82 | -8.8195
[12 empty] | 783 | -8 | -8.3123 | 7.83 | -9.169
[12 empty] | 784 | -8.4 | -8.7123 | 7.84 | -9.478
[12 empty] | 785 | -8.8 | -9.1123 | 7.85 | -9.7453
[12 empty] | 786 | -8.8 | -9.1123 | 7.86 | -9.9697
[12 empty] | 787 | -8.8 | -9.1123 | 7.87 | -10.1501
[12 empty] | 788 | -9.2 | -9.5123 | 7.88 | -10.286
[12 empty] | 789 | -9.2 | -9.5123 | 7.89 | -10.3766
[12 empty] | 790 | -9.6 | -9.9123 | 7.9 | -10.4215
[12 empty] | 791 | -9.2 | -9.5123 | 7.91 | -10.4207
[12 empty] | 792 | -9.2 | -9.5123 | 7.92 | -10.3741
[12 empty] | 793 | -9.2 | -9.5123 | 7.93 | -10.282
[12 empty] | 794 | -9.6 | -9.9123 | 7.94 | -10.1447
[12 empty] | 795 | -9.2 | -9.5123 | 7.95 | -9.963
[12 empty] | 796 | -8.8 | -9.1123 | 7.96 | -9.7375
[12 empty] | 797 | -8.8 | -9.1123 | 7.97 | -9.4694
[12 empty] | 798 | -8.8 | -9.1123 | 7.98 | -9.1598
[12 empty] | 799 | -8.4 | -8.7123 | 7.99 | -8.81
[12 empty] | 800 | -8.4 | -8.7123 | 8 | -8.4217
[12 empty] | 801 | -7.6 | -7.9123 | 8.01 | -7.9966
[12 empty] | 802 | -7.2 | -7.5123 | 8.02 | -7.5365
[12 empty] | 803 | -6.8 | -7.1123 | 8.03 | -7.0435
[12 empty] | 804 | -6.8 | -7.1123 | 8.04 | -6.5198
[12 empty] | 805 | -6 | -6.3123 | 8.05 | -5.9676
[12 empty] | 806 | -5.2 | -5.5123 | 8.06 | -5.3894
[12 empty] | 807 | -5.2 | -5.5123 | 8.07 | -4.7878
[12 empty] | 808 | -4.4 | -4.7123 | 8.08 | -4.1654
[12 empty] | 809 | -3.6 | -3.9123 | 8.09 | -3.5249
[12 empty] | 810 | -2.8 | -3.1123 | 8.1 | -2.8692
[12 empty] | 811 | -2.8 | -3.1123 | 8.11 | -2.2012
[12 empty] | 812 | -2 | -2.3123 | 8.12 | -1.5238
[12 empty] | 813 | -1.2 | -1.5123 | 8.13 | -0.83993
[12 empty] | 814 | -0.4 | -0.71232 | 8.14 | -0.15266
[12 empty] | 815 | -0.4 | -0.71232 | 8.15 | 0.53501
[12 empty] | 816 | 0.8 | 0.48768 | 8.16 | 1.2201
[12 empty] | 817 | 1.2 | 0.88768 | 8.17 | 1.8995
[12 empty] | 818 | 2.4 | 2.0877 | 8.18 | 2.5703
[12 empty] | 819 | 2.4 | 2.0877 | 8.19 | 3.2295
[12 empty] | 820 | 3.2 | 2.8877 | 8.2 | 3.8743
[12 empty] | 821 | 4 | 3.6877 | 8.21 | 4.5018
[12 empty] | 822 | 4.8 | 4.4877 | 8.22 | 5.1093
[12 empty] | 823 | 4.4 | 4.0877 | 8.23 | 5.6942
[12 empty] | 824 | 6 | 5.6877 | 8.24 | 6.2537
[12 empty] | 825 | 6.4 | 6.0877 | 8.25 | 6.7856
[12 empty] | 826 | 6.8 | 6.4877 | 8.26 | 7.2875
[12 empty] | 827 | 7.2 | 6.8877 | 8.27 | 7.7571
[12 empty] | 828 | 7.6 | 7.2877 | 8.28 | 8.1925
[12 empty] | 829 | 7.6 | 7.2877 | 8.29 | 8.5918
[12 empty] | 830 | 8.4 | 8.0877 | 8.3 | 8.9531
[12 empty] | 831 | 8.8 | 8.4877 | 8.31 | 9.275
[12 empty] | 832 | 9.2 | 8.8877 | 8.32 | 9.556
[12 empty] | 833 | 9.2 | 8.8877 | 8.33 | 9.7949
[12 empty] | 834 | 9.6 | 9.2877 | 8.34 | 9.9907
[12 empty] | 835 | 10 | 9.6877 | 8.35 | 10.1425
[12 empty] | 836 | 10 | 9.6877 | 8.36 | 10.2498
[12 empty] | 837 | 10.4 | 10.0877 | 8.37 | 10.3119
[12 empty] | 838 | 10 | 9.6877 | 8.38 | 10.3288
[12 empty] | 839 | 10.4 | 10.0877 | 8.39 | 10.3003
[12 empty] | 840 | 10.4 | 10.0877 | 8.4 | 10.2265
[12 empty] | 841 | 10.4 | 10.0877 | 8.41 | 10.1078
[12 empty] | 842 | 10 | 9.6877 | 8.42 | 9.9448
[12 empty] | 843 | 10 | 9.6877 | 8.43 | 9.7382
[12 empty] | 844 | 10 | 9.6877 | 8.44 | 9.4889
[12 empty] | 845 | 9.2 | 8.8877 | 8.45 | 9.198
[12 empty] | 846 | 9.2 | 8.8877 | 8.46 | 8.8668
[12 empty] | 847 | 9.2 | 8.8877 | 8.47 | 8.4969
[12 empty] | 848 | 8.4 | 8.0877 | 8.48 | 8.0897
[12 empty] | 849 | 8 | 7.6877 | 8.49 | 7.6471
[12 empty] | 850 | 7.6 | 7.2877 | 8.5 | 7.1712
[12 empty] | 851 | 7.6 | 7.2877 | 8.51 | 6.6639
[12 empty] | 852 | 6.8 | 6.4877 | 8.52 | 6.1276
[12 empty] | 853 | 6 | 5.6877 | 8.53 | 5.5646
[12 empty] | 854 | 5.6 | 5.2877 | 8.54 | 4.9773
[12 empty] | 855 | 5.2 | 4.8877 | 8.55 | 4.3684
[12 empty] | 856 | 4.8 | 4.4877 | 8.56 | 3.7406
[12 empty] | 857 | 4 | 3.6877 | 8.57 | 3.0966
[12 empty] | 858 | 3.6 | 3.2877 | 8.58 | 2.4392
[12 empty] | 859 | 2.8 | 2.4877 | 8.59 | 1.7714
[12 empty] | 860 | 2.4 | 2.0877 | 8.6 | 1.0961
[12 empty] | 861 | 1.2 | 0.88768 | 8.61 | 0.41624
[12 empty] | 862 | 0.8 | 0.48768 | 8.62 | -0.26519
[12 empty] | 863 | 0.4 | 0.08768 | 8.63 | -0.94518
[12 empty] | 864 | -0.4 | -0.71232 | 8.64 | -1.6208
[12 empty] | 865 | -1.2 | -1.5123 | 8.65 | -2.2889
[12 empty] | 866 | -2 | -2.3123 | 8.66 | -2.9468
[12 empty] | 867 | -2 | -2.3123 | 8.67 | -3.5915
[12 empty] | 868 | -2.8 | -3.1123 | 8.68 | -4.2201
[12 empty] | 869 | -3.6 | -3.9123 | 8.69 | -4.8299
[12 empty] | 870 | -4 | -4.3123 | 8.7 | -5.4183
[12 empty] | 871 | -4.8 | -5.1123 | 8.71 | -5.9827
[12 empty] | 872 | -5.2 | -5.5123 | 8.72 | -6.5205
[12 empty] | 873 | -5.6 | -5.9123 | 8.73 | -7.0295
[12 empty] | 874 | -6 | -6.3123 | 8.74 | -7.5074
[12 empty] | 875 | -6.8 | -7.1123 | 8.75 | -7.9522
[12 empty] | 876 | -7.2 | -7.5123 | 8.76 | -8.3618
[12 empty] | 877 | -7.2 | -7.5123 | 8.77 | -8.7346
[12 empty] | 878 | -8 | -8.3123 | 8.78 | -9.0688
[12 empty] | 879 | -8 | -8.3123 | 8.79 | -9.3631
[12 empty] | 880 | -8.4 | -8.7123 | 8.8 | -9.6161
[12 empty] | 881 | -8.8 | -9.1123 | 8.81 | -9.8268
[12 empty] | 882 | -9.2 | -9.5123 | 8.82 | -9.9942
[12 empty] | 883 | -8.8 | -9.1123 | 8.83 | -10.1177
[12 empty] | 884 | -9.2 | -9.5123 | 8.84 | -10.1967
[12 empty] | 885 | -9.2 | -9.5123 | 8.85 | -10.2309
[12 empty] | 886 | -9.2 | -9.5123 | 8.86 | -10.2201
[12 empty] | 887 | -9.2 | -9.5123 | 8.87 | -10.1644
[12 empty] | 888 | -9.6 | -9.9123 | 8.88 | -10.0641
[12 empty] | 889 | -9.2 | -9.5123 | 8.89 | -9.9196
[12 empty] | 890 | -8.8 | -9.1123 | 8.9 | -9.7317
[12 empty] | 891 | -8.8 | -9.1123 | 8.91 | -9.501
[12 empty] | 892 | -8.8 | -9.1123 | 8.92 | -9.2287
[12 empty] | 893 | -8 | -8.3123 | 8.93 | -8.916
[12 empty] | 894 | -8.4 | -8.7123 | 8.94 | -8.5643
[12 empty] | 895 | -7.6 | -7.9123 | 8.95 | -8.175
[12 empty] | 896 | -7.2 | -7.5123 | 8.96 | -7.75
[12 empty] | 897 | -6.8 | -7.1123 | 8.97 | -7.2912
[12 empty] | 898 | -6.8 | -7.1123 | 8.98 | -6.8005
[12 empty] | 899 | -6 | -6.3123 | 8.99 | -6.2801
[12 empty] | 900 | -6 | -6.3123 | 9 | -5.7323
[12 empty] | 901 | -5.2 | -5.5123 | 9.01 | -5.1596
[12 empty] | 902 | -4.4 | -4.7123 | 9.02 | -4.5645
[12 empty] | 903 | -4.4 | -4.7123 | 9.03 | -3.9495
[12 empty] | 904 | -3.2 | -3.5123 | 9.04 | -3.3174
[12 empty] | 905 | -2.8 | -3.1123 | 9.05 | -2.671
[12 empty] | 906 | -2 | -2.3123 | 9.06 | -2.0132
[12 empty] | 907 | -1.6 | -1.9123 | 9.07 | -1.3467
[12 empty] | 908 | -0.8 | -1.1123 | 9.08 | -0.67463
[12 empty] | 909 | -0.4 | -0.71232 | 9.09 | 0.00016926
[12 empty] | 910 | 0.4 | 0.08768 | 9.1 | 0.67469
[12 empty] | 911 | 0.8 | 0.48768 | 9.11 | 1.346
[12 empty] | 912 | 1.2 | 0.88768 | 9.12 | 2.0111
[12 empty] | 913 | 2.8 | 2.4877 | 9.13 | 2.6671
[12 empty] | 914 | 2.8 | 2.4877 | 9.14 | 3.3112
[12 empty] | 915 | 3.2 | 2.8877 | 9.15 | 3.9404
[12 empty] | 916 | 4 | 3.6877 | 9.16 | 4.5521
[12 empty] | 917 | 4.4 | 4.0877 | 9.17 | 5.1435
[12 empty] | 918 | 5.2 | 4.8877 | 9.18 | 5.7122
[12 empty] | 919 | 5.6 | 5.2877 | 9.19 | 6.2555
[12 empty] | 920 | 6 | 5.6877 | 9.2 | 6.7711
[12 empty] | 921 | 6.4 | 6.0877 | 9.21 | 7.2567
[12 empty] | 922 | 7.2 | 6.8877 | 9.22 | 7.7103
[12 empty] | 923 | 7.6 | 7.2877 | 9.23 | 8.1299
[12 empty] | 924 | 7.6 | 7.2877 | 9.24 | 8.5135
[12 empty] | 925 | 8.8 | 8.4877 | 9.25 | 8.8597
[12 empty] | 926 | 8.8 | 8.4877 | 9.26 | 9.1667
[12 empty] | 927 | 9.2 | 8.8877 | 9.27 | 9.4334
[12 empty] | 928 | 9.2 | 8.8877 | 9.28 | 9.6586
[12 empty] | 929 | 9.2 | 8.8877 | 9.29 | 9.8412
[12 empty] | 930 | 9.6 | 9.2877 | 9.3 | 9.9805
[12 empty] | 931 | 10 | 9.6877 | 9.31 | 10.076
[12 empty] | 932 | 10 | 9.6877 | 9.32 | 10.1271
[12 empty] | 933 | 10 | 9.6877 | 9.33 | 10.1337
[12 empty] | 934 | 10 | 9.6877 | 9.34 | 10.0959
[12 empty] | 935 | 10 | 9.6877 | 9.35 | 10.0137
[12 empty] | 936 | 10 | 9.6877 | 9.36 | 9.8875
[12 empty] | 937 | 10 | 9.6877 | 9.37 | 9.718
[12 empty] | 938 | 9.6 | 9.2877 | 9.38 | 9.5058
[12 empty] | 939 | 9.2 | 8.8877 | 9.39 | 9.252
[12 empty] | 940 | 9.2 | 8.8877 | 9.4 | 8.9576
[12 empty] | 941 | 8.8 | 8.4877 | 9.41 | 8.624
[12 empty] | 942 | 8.8 | 8.4877 | 9.42 | 8.2527
[12 empty] | 943 | 8 | 7.6877 | 9.43 | 7.8452
[12 empty] | 944 | 7.6 | 7.2877 | 9.44 | 7.4035
[12 empty] | 945 | 7.6 | 7.2877 | 9.45 | 6.9294
[12 empty] | 946 | 6.8 | 6.4877 | 9.46 | 6.4251
[12 empty] | 947 | 6.8 | 6.4877 | 9.47 | 5.8927
[12 empty] | 948 | 6 | 5.6877 | 9.48 | 5.3347
[12 empty] | 949 | 5.6 | 5.2877 | 9.49 | 4.7535
[12 empty] | 950 | 5.2 | 4.8877 | 9.5 | 4.1516
[12 empty] | 951 | 4.4 | 4.0877 | 9.51 | 3.5317
[12 empty] | 952 | 4 | 3.6877 | 9.52 | 2.8966
[12 empty] | 953 | 2.8 | 2.4877 | 9.53 | 2.2489
[12 empty] | 954 | 2.8 | 2.4877 | 9.54 | 1.5917
[12 empty] | 955 | 1.6 | 1.2877 | 9.55 | 0.92773
[12 empty] | 956 | 1.2 | 0.88768 | 9.56 | 0.25995
[12 empty] | 957 | 0.8 | 0.48768 | 9.57 | -0.40871
[12 empty] | 958 | 0 | -0.31232 | 9.58 | -1.0753
[12 empty] | 959 | -0.4 | -0.71232 | 9.59 | -1.7369
[12 empty] | 960 | -1.2 | -1.5123 | 9.6 | -2.3906
[12 empty] | 961 | -2 | -2.3123 | 9.61 | -3.0336
[12 empty] | 962 | -2.4 | -2.7123 | 9.62 | -3.663
[12 empty] | 963 | -2.8 | -3.1123 | 9.63 | -4.276
[12 empty] | 964 | -3.6 | -3.9123 | 9.64 | -4.87
[12 empty] | 965 | -4 | -4.3123 | 9.65 | -5.4424
[12 empty] | 966 | -4.4 | -4.7123 | 9.66 | -5.9906
[12 empty] | 967 | -5.2 | -5.5123 | 9.67 | -6.5124
[12 empty] | 968 | -6 | -6.3123 | 9.68 | -7.0053
[12 empty] | 969 | -6.4 | -6.7123 | 9.69 | -7.4672
[12 empty] | 970 | -6.8 | -7.1123 | 9.7 | -7.8962
[12 empty] | 971 | -7.2 | -7.5123 | 9.71 | -8.2903
[12 empty] | 972 | -7.2 | -7.5123 | 9.72 | -8.6478
[12 empty] | 973 | -7.6 | -7.9123 | 9.73 | -8.9672
[12 empty] | 974 | -8.4 | -8.7123 | 9.74 | -9.2471
[12 empty] | 975 | -8.4 | -8.7123 | 9.75 | -9.4863
[12 empty] | 976 | -8.4 | -8.7123 | 9.76 | -9.6837
[12 empty] | 977 | -9.2 | -9.5123 | 9.77 | -9.8385
[12 empty] | 978 | -8.8 | -9.1123 | 9.78 | -9.95
[12 empty] | 979 | -9.2 | -9.5123 | 9.79 | -10.0177
[12 empty] | 980 | -8.8 | -9.1123 | 9.8 | -10.0415
[12 empty] | 981 | -9.2 | -9.5123 | 9.81 | -10.0211
[12 empty] | 982 | -9.2 | -9.5123 | 9.82 | -9.9567
[12 empty] | 983 | -9.2 | -9.5123 | 9.83 | -9.8486
[12 empty] | 984 | -8.8 | -9.1123 | 9.84 | -9.6973
[12 empty] | 985 | -8.8 | -9.1123 | 9.85 | -9.5034
[12 empty] | 986 | -8.4 | -8.7123 | 9.86 | -9.2679
[12 empty] | 987 | -8.4 | -8.7123 | 9.87 | -8.9918
[12 empty] | 988 | -8.4 | -8.7123 | 9.88 | -8.6763
[12 empty] | 989 | -8 | -8.3123 | 9.89 | -8.3228
[12 empty] | 990 | -7.6 | -7.9123 | 9.9 | -7.9329
[12 empty] | 991 | -7.2 | -7.5123 | 9.91 | -7.5082
[12 empty] | 992 | -6.8 | -7.1123 | 9.92 | -7.0508
[12 empty] | 993 | -6.4 | -6.7123 | 9.93 | -6.5626
[12 empty] | 994 | -6 | -6.3123 | 9.94 | -6.0458
[12 empty] | 995 | -5.2 | -5.5123 | 9.95 | -5.5026
[12 empty] | 996 | -5.2 | -5.5123 | 9.96 | -4.9354
[12 empty] | 997 | -4.4 | -4.7123 | 9.97 | -4.3468
[12 empty] | 998 | -3.6 | -3.9123 | 9.98 | -3.7394
[12 empty] | 999 | -3.6 | -3.9123 | 9.99 | -3.1158
[12 empty] | 1000 | -2.4 | -2.7123 | 10 | -2.4787
[12 empty] | 1001 | -2 | -2.3123 | 10.01 | -1.831
[12 empty] | 1002 | -1.6 | -1.9123 | 10.02 | -1.1755
[12 empty] | 1003 | -0.8 | -1.1123 | 10.03 | -0.51506
[12 empty] | 1004 | -0.4 | -0.71232 | 10.04 | 0.14734
[12 empty] | 1005 | 0.4 | 0.08768 | 10.05 | 0.80883
[12 empty] | 1006 | 1.2 | 0.88768 | 10.06 | 1.4665
[12 empty] | 1007 | 1.2 | 0.88768 | 10.07 | 2.1175
[12 empty] | 1008 | 2.4 | 2.0877 | 10.08 | 2.7589
[12 empty] | 1009 | 2.8 | 2.4877 | 10.09 | 3.3879
[12 empty] | 1010 | 4 | 3.6877 | 10.1 | 4.0018
[12 empty] | 1011 | 4 | 3.6877 | 10.11 | 4.5979
[12 empty] | 1012 | 4.4 | 4.0877 | 10.12 | 5.1736
[12 empty] | 1013 | 5.2 | 4.8877 | 10.13 | 5.7263
[12 empty] | 1014 | 5.6 | 5.2877 | 10.14 | 6.2536
[12 empty] | 1015 | 6 | 5.6877 | 10.15 | 6.7533
[12 empty] | 1016 | 6.4 | 6.0877 | 10.16 | 7.223
[12 empty] | 1017 | 7.2 | 6.8877 | 10.17 | 7.6609
[12 empty] | 1018 | 7.6 | 7.2877 | 10.18 | 8.065
[12 empty] | 1019 | 8 | 7.6877 | 10.19 | 8.4334
[12 empty] | 1020 | 8.8 | 8.4877 | 10.2 | 8.7647
[12 empty] | 1021 | 8.4 | 8.0877 | 10.21 | 9.0574
[12 empty] | 1022 | 9.2 | 8.8877 | 10.22 | 9.3101
[12 empty] | 1023 | 9.2 | 8.8877 | 10.23 | 9.5219
[12 empty] | 1024 | 9.2 | 8.8877 | 10.24 | 9.6917
[12 empty] | 1025 | 9.6 | 9.2877 | 10.25 | 9.8189
[12 empty] | 1026 | 9.6 | 9.2877 | 10.26 | 9.9029
[12 empty] | 1027 | 9.6 | 9.2877 | 10.27 | 9.9434
[12 empty] | 1028 | 10 | 9.6877 | 10.28 | 9.9402
[12 empty] | 1029 | 10 | 9.6877 | 10.29 | 9.8934
[12 empty] | 1030 | 10 | 9.6877 | 10.3 | 9.8031
[12 empty] | 1031 | 9.6 | 9.2877 | 10.31 | 9.6698
[12 empty] | 1032 | 9.2 | 8.8877 | 10.32 | 9.494
[12 empty] | 1033 | 9.6 | 9.2877 | 10.33 | 9.2767
[12 empty] | 1034 | 9.2 | 8.8877 | 10.34 | 9.0186
[12 empty] | 1035 | 8.8 | 8.4877 | 10.35 | 8.7211
[12 empty] | 1036 | 8.8 | 8.4877 | 10.36 | 8.3854
[12 empty] | 1037 | 8.4 | 8.0877 | 10.37 | 8.0129
[12 empty] | 1038 | 7.6 | 7.2877 | 10.38 | 7.6055
[12 empty] | 1039 | 7.6 | 7.2877 | 10.39 | 7.1647
[12 empty] | 1040 | 7.2 | 6.8877 | 10.4 | 6.6927
[12 empty] | 1041 | 6.8 | 6.4877 | 10.41 | 6.1915
[12 empty] | 1042 | 6 | 5.6877 | 10.42 | 5.6633
[12 empty] | 1043 | 6 | 5.6877 | 10.43 | 5.1104
[12 empty] | 1044 | 5.2 | 4.8877 | 10.44 | 4.5353
[12 empty] | 1045 | 4.4 | 4.0877 | 10.45 | 3.9404
[12 empty] | 1046 | 4.4 | 4.0877 | 10.46 | 3.3286
[12 empty] | 1047 | 3.6 | 3.2877 | 10.47 | 2.7023
[12 empty] | 1048 | 2.8 | 2.4877 | 10.48 | 2.0644
[12 empty] | 1049 | 2.4 | 2.0877 | 10.49 | 1.4177
[12 empty] | 1050 | 1.6 | 1.2877 | 10.5 | 0.76507
[12 empty] | 1051 | 1.2 | 0.88768 | 10.51 | 0.10931
[12 empty] | 1052 | 0.8 | 0.48768 | 10.52 | -0.54668
[12 empty] | 1053 | -0.4 | -0.71232 | 10.53 | -1.2
[12 empty] | 1054 | -0.4 | -0.71232 | 10.54 | -1.8478
[12 empty] | 1055 | -1.2 | -1.5123 | 10.55 | -2.4872
[12 empty] | 1056 | -2 | -2.3123 | 10.56 | -3.1155
[12 empty] | 1057 | -2.8 | -3.1123 | 10.57 | -3.7298
[12 empty] | 1058 | -2.8 | -3.1123 | 10.58 | -4.3274
[12 empty] | 1059 | -3.6 | -3.9123 | 10.59 | -4.9059
[12 empty] | 1060 | -4.4 | -4.7123 | 10.6 | -5.4625
[12 empty] | 1061 | -4.4 | -4.7123 | 10.61 | -5.995
[12 empty] | 1062 | -5.2 | -5.5123 | 10.62 | -6.5009
[12 empty] | 1063 | -5.6 | -5.9123 | 10.63 | -6.978
[12 empty] | 1064 | -6.4 | -6.7123 | 10.64 | -7.4243
[12 empty] | 1065 | -6.4 | -6.7123 | 10.65 | -7.8378
[12 empty] | 1066 | -6.8 | -7.1123 | 10.66 | -8.2167
[12 empty] | 1067 | -7.2 | -7.5123 | 10.67 | -8.5594
[12 empty] | 1068 | -7.2 | -7.5123 | 10.68 | -8.8644
[12 empty] | 1069 | -8 | -8.3123 | 10.69 | -9.1303
[12 empty] | 1070 | -8.4 | -8.7123 | 10.7 | -9.3559
[12 empty] | 1071 | -8.4 | -8.7123 | 10.71 | -9.5404
[12 empty] | 1072 | -8.4 | -8.7123 | 10.72 | -9.6829
[12 empty] | 1073 | -8.8 | -9.1123 | 10.73 | -9.7829
[12 empty] | 1074 | -8.8 | -9.1123 | 10.74 | -9.8398
[12 empty] | 1075 | -8.8 | -9.1123 | 10.75 | -9.8535
[12 empty] | 1076 | -8.8 | -9.1123 | 10.76 | -9.8239
[12 empty] | 1077 | -8.8 | -9.1123 | 10.77 | -9.7511
[12 empty] | 1078 | -8.8 | -9.1123 | 10.78 | -9.6356
[12 empty] | 1079 | -8.4 | -8.7123 | 10.79 | -9.4777
[12 empty] | 1080 | -8.8 | -9.1123 | 10.8 | -9.2783
[12 empty] | 1081 | -8.4 | -8.7123 | 10.81 | -9.0383
[12 empty] | 1082 | -8.4 | -8.7123 | 10.82 | -8.7586
[12 empty] | 1083 | -7.6 | -7.9123 | 10.83 | -8.4405
[12 empty] | 1084 | -7.6 | -7.9123 | 10.84 | -8.0856
[12 empty] | 1085 | -7.2 | -7.5123 | 10.85 | -7.6952
[12 empty] | 1086 | -6.8 | -7.1123 | 10.86 | -7.2712
[12 empty] | 1087 | -6.4 | -6.7123 | 10.87 | -6.8154
[12 empty] | 1088 | -6.4 | -6.7123 | 10.88 | -6.3299
[12 empty] | 1089 | -5.6 | -5.9123 | 10.89 | -5.8167
[12 empty] | 1090 | -5.2 | -5.5123 | 10.9 | -5.2783
[12 empty] | 1091 | -4.8 | -5.1123 | 10.91 | -4.7168
[12 empty] | 1092 | -4 | -4.3123 | 10.92 | -4.1348
[12 empty] | 1093 | -3.6 | -3.9123 | 10.93 | -3.535
[12 empty] | 1094 | -2.8 | -3.1123 | 10.94 | -2.9198
[12 empty] | 1095 | -2.4 | -2.7123 | 10.95 | -2.292
[12 empty] | 1096 | -1.6 | -1.9123 | 10.96 | -1.6545
[12 empty] | 1097 | -1.2 | -1.5123 | 10.97 | -1.0099
[12 empty] | 1098 | -0.4 | -0.71232 | 10.98 | -0.36112
[12 empty] | 1099 | -0.4 | -0.71232 | 10.99 | 0.28897
[12 empty] | 1100 | 0.8 | 0.48768 | 11 | 0.93753
[12 empty] | 1101 | 0.8 | 0.48768 | 11.01 | 1.5817
[12 empty] | 1102 | 2 | 1.6877 | 11.02 | 2.2187
[12 empty] | 1103 | 2 | 1.6877 | 11.03 | 2.8457
[12 empty] | 1104 | 2.8 | 2.4877 | 11.04 | 3.4599
[12 empty] | 1105 | 3.6 | 3.2877 | 11.05 | 4.0587
[12 empty] | 1106 | 4.4 | 4.0877 | 11.06 | 4.6395
[12 empty] | 1107 | 4.4 | 4.0877 | 11.07 | 5.1996
[12 empty] | 1108 | 5.6 | 5.2877 | 11.08 | 5.7366
[12 empty] | 1109 | 6 | 5.6877 | 11.09 | 6.2483
[12 empty] | 1110 | 6 | 5.6877 | 11.1 | 6.7323
[12 empty] | 1111 | 6.8 | 6.4877 | 11.11 | 7.1865
[12 empty] | 1112 | 7.2 | 6.8877 | 11.12 | 7.609
[12 empty] | 1113 | 7.6 | 7.2877 | 11.13 | 7.9979
[12 empty] | 1114 | 8 | 7.6877 | 11.14 | 8.3515
[12 empty] | 1115 | 7.6 | 7.2877 | 11.15 | 8.6683
[12 empty] | 1116 | 8.8 | 8.4877 | 11.16 | 8.9469
[12 empty] | 1117 | 8.8 | 8.4877 | 11.17 | 9.1861
[12 empty] | 1118 | 9.2 | 8.8877 | 11.18 | 9.3848
[12 empty] | 1119 | 9.2 | 8.8877 | 11.19 | 9.5423
[12 empty] | 1120 | 9.2 | 8.8877 | 11.2 | 9.6577
[12 empty] | 1121 | 9.2 | 8.8877 | 11.21 | 9.7307
[12 empty] | 1122 | 9.6 | 9.2877 | 11.22 | 9.761
[12 empty] | 1123 | 9.2 | 8.8877 | 11.23 | 9.7483
[12 empty] | 1124 | 9.2 | 8.8877 | 11.24 | 9.6928
[12 empty] | 1125 | 9.6 | 9.2877 | 11.25 | 9.5948
[12 empty] | 1126 | 9.2 | 8.8877 | 11.26 | 9.4547
[12 empty] | 1127 | 9.6 | 9.2877 | 11.27 | 9.273
[12 empty] | 1128 | 9.2 | 8.8877 | 11.28 | 9.0508
[12 empty] | 1129 | 9.2 | 8.8877 | 11.29 | 8.7888
[12 empty] | 1130 | 8.4 | 8.0877 | 11.3 | 8.4884
[12 empty] | 1131 | 8.8 | 8.4877 | 11.31 | 8.1508
[12 empty] | 1132 | 8 | 7.6877 | 11.32 | 7.7775
[12 empty] | 1133 | 7.6 | 7.2877 | 11.33 | 7.3703
[12 empty] | 1134 | 7.6 | 7.2877 | 11.34 | 6.9308
[12 empty] | 1135 | 6.8 | 6.4877 | 11.35 | 6.461
[12 empty] | 1136 | 6.4 | 6.0877 | 11.36 | 5.9631
[12 empty] | 1137 | 6 | 5.6877 | 11.37 | 5.4391
[12 empty] | 1138 | 5.6 | 5.2877 | 11.38 | 4.8915
[12 empty] | 1139 | 4.4 | 4.0877 | 11.39 | 4.3226
[12 empty] | 1140 | 4.4 | 4.0877 | 11.4 | 3.7349
[12 empty] | 1141 | 4 | 3.6877 | 11.41 | 3.1311
[12 empty] | 1142 | 3.2 | 2.8877 | 11.42 | 2.5137
[12 empty] | 1143 | 2.8 | 2.4877 | 11.43 | 1.8856
[12 empty] | 1144 | 1.6 | 1.2877 | 11.44 | 1.2494
[12 empty] | 1145 | 1.6 | 1.2877 | 11.45 | 0.60801
[12 empty] | 1146 | 0.8 | 0.48768 | 11.46 | -0.035816
[12 empty] | 1147 | 0.4 | 0.08768 | 11.47 | -0.67923
[12 empty] | 1148 | -0.4 | -0.71232 | 11.48 | -1.3194
[12 empty] | 1149 | -0.8 | -1.1123 | 11.49 | -1.9535
[12 empty] | 1150 | -1.6 | -1.9123 | 11.5 | -2.5788
[12 empty] | 1151 | -2 | -2.3123 | 11.51 | -3.1925
[12 empty] | 1152 | -2.4 | -2.7123 | 11.52 | -3.792
[12 empty] | 1153 | -3.2 | -3.5123 | 11.53 | -4.3745
[12 empty] | 1154 | -4 | -4.3123 | 11.54 | -4.9376
[12 empty] | 1155 | -4.4 | -4.7123 | 11.55 | -5.4788
[12 empty] | 1156 | -4.8 | -5.1123 | 11.56 | -5.9958
[12 empty] | 1157 | -5.2 | -5.5123 | 11.57 | -6.4861
[12 empty] | 1158 | -6 | -6.3123 | 11.58 | -6.9478
[12 empty] | 1159 | -6.4 | -6.7123 | 11.59 | -7.3788
[12 empty] | 1160 | -6.8 | -7.1123 | 11.6 | -7.7772
[12 empty] | 1161 | -7.2 | -7.5123 | 11.61 | -8.1413
[12 empty] | 1162 | -7.2 | -7.5123 | 11.62 | -8.4695
[12 empty] | 1163 | -7.6 | -7.9123 | 11.63 | -8.7603
[12 empty] | 1164 | -7.6 | -7.9123 | 11.64 | -9.0126
[12 empty] | 1165 | -8.4 | -8.7123 | 11.65 | -9.2252
[12 empty] | 1166 | -8.4 | -8.7123 | 11.66 | -9.3971
[12 empty] | 1167 | -8.4 | -8.7123 | 11.67 | -9.5277
[12 empty] | 1168 | -8.8 | -9.1123 | 11.68 | -9.6165
[12 empty] | 1169 | -8.8 | -9.1123 | 11.69 | -9.6629
[12 empty] | 1170 | -8.4 | -8.7123 | 11.7 | -9.6669
[12 empty] | 1171 | -8.8 | -9.1123 | 11.71 | -9.6284
[12 empty] | 1172 | -8.8 | -9.1123 | 11.72 | -9.5476
[12 empty] | 1173 | -8.8 | -9.1123 | 11.73 | -9.425
[12 empty] | 1174 | -8.4 | -8.7123 | 11.74 | -9.261
[12 empty] | 1175 | -8.4 | -8.7123 | 11.75 | -9.0563
[12 empty] | 1176 | -8 | -8.3123 | 11.76 | -8.812
[12 empty] | 1177 | -8 | -8.3123 | 11.77 | -8.5291
[12 empty] | 1178 | -7.6 | -7.9123 | 11.78 | -8.2088
[12 empty] | 1179 | -7.2 | -7.5123 | 11.79 | -7.8526
[12 empty] | 1180 | -7.2 | -7.5123 | 11.8 | -7.462
[12 empty] | 1181 | -6.8 | -7.1123 | 11.81 | -7.0388
[12 empty] | 1182 | -6 | -6.3123 | 11.82 | -6.5849
[12 empty] | 1183 | -6 | -6.3123 | 11.83 | -6.1022
[12 empty] | 1184 | -5.6 | -5.9123 | 11.84 | -5.5929
[12 empty] | 1185 | -4.8 | -5.1123 | 11.85 | -5.0593
[12 empty] | 1186 | -4.4 | -4.7123 | 11.86 | -4.5036
[12 empty] | 1187 | -3.6 | -3.9123 | 11.87 | -3.9284
[12 empty] | 1188 | -3.6 | -3.9123 | 11.88 | -3.3361
[12 empty] | 1189 | -2.8 | -3.1123 | 11.89 | -2.7295
[12 empty] | 1190 | -2 | -2.3123 | 11.9 | -2.111
[12 empty] | 1191 | -1.6 | -1.9123 | 11.91 | -1.4836
[12 empty] | 1192 | -1.2 | -1.5123 | 11.92 | -0.84988
[12 empty] | 1193 | -0.4 | -0.71232 | 11.93 | -0.21268
[12 empty] | 1194 | 0 | -0.31232 | 11.94 | 0.42519
[12 empty] | 1195 | 0.8 | 0.48768 | 11.95 | 1.0609
[12 empty] | 1196 | 1.2 | 0.88768 | 11.96 | 1.6918
[12 empty] | 1197 | 2.4 | 2.0877 | 11.97 | 2.3149
[12 empty] | 1198 | 2.4 | 2.0877 | 11.98 | 2.9277
[12 empty] | 1199 | 3.2 | 2.8877 | 11.99 | 3.5273
[12 empty] | 1200 | 4 | 3.6877 | 12 | 4.1112
[12 empty] | 1201 | 4 | 3.6877 | 12.01 | 4.6769
[12 empty] | 1202 | 4.4 | 4.0877 | 12.02 | 5.2217
[12 empty] | 1203 | 5.2 | 4.8877 | 12.03 | 5.7434
[12 empty] | 1204 | 5.6 | 5.2877 | 12.04 | 6.2397
[12 empty] | 1205 | 6.4 | 6.0877 | 12.05 | 6.7083
[12 empty] | 1206 | 6.4 | 6.0877 | 12.06 | 7.1473
[12 empty] | 1207 | 7.2 | 6.8877 | 12.07 | 7.5548
[12 empty] | 1208 | 7.6 | 7.2877 | 12.08 | 7.9289
[12 empty] | 1209 | 7.6 | 7.2877 | 12.09 | 8.268
[12 empty] | 1210 | 8 | 7.6877 | 12.1 | 8.5707
[12 empty] | 1211 | 8.4 | 8.0877 | 12.11 | 8.8356
[12 empty] | 1212 | 8.8 | 8.4877 | 12.12 | 9.0615
[12 empty] | 1213 | 9.2 | 8.8877 | 12.13 | 9.2476
[12 empty] | 1214 | 9.2 | 8.8877 | 12.14 | 9.393
[12 empty] | 1215 | 9.2 | 8.8877 | 12.15 | 9.4971
[12 empty] | 1216 | 9.2 | 8.8877 | 12.16 | 9.5594
[12 empty] | 1217 | 9.2 | 8.8877 | 12.17 | 9.5798
[12 empty] | 1218 | 9.2 | 8.8877 | 12.18 | 9.558
[12 empty] | 1219 | 9.6 | 9.2877 | 12.19 | 9.4942
[12 empty] | 1220 | 9.2 | 8.8877 | 12.2 | 9.3888
[12 empty] | 1221 | 9.2 | 8.8877 | 12.21 | 9.2422
[12 empty] | 1222 | 9.2 | 8.8877 | 12.22 | 9.055
[12 empty] | 1223 | 9.2 | 8.8877 | 12.23 | 8.8282
[12 empty] | 1224 | 9.2 | 8.8877 | 12.24 | 8.5626
[12 empty] | 1225 | 8.4 | 8.0877 | 12.25 | 8.2596
[12 empty] | 1226 | 8.4 | 8.0877 | 12.26 | 7.9204
[12 empty] | 1227 | 7.6 | 7.2877 | 12.27 | 7.5465
[12 empty] | 1228 | 7.2 | 6.8877 | 12.28 | 7.1396
[12 empty] | 1229 | 7.2 | 6.8877 | 12.29 | 6.7016
[12 empty] | 1230 | 6.8 | 6.4877 | 12.3 | 6.2342
[12 empty] | 1231 | 6 | 5.6877 | 12.31 | 5.7397
[12 empty] | 1232 | 6 | 5.6877 | 12.32 | 5.2202
[12 empty] | 1233 | 5.6 | 5.2877 | 12.33 | 4.6779
[12 empty] | 1234 | 4.4 | 4.0877 | 12.34 | 4.1153
[12 empty] | 1235 | 4.4 | 4.0877 | 12.35 | 3.5349
[12 empty] | 1236 | 4 | 3.6877 | 12.36 | 2.9391
[12 empty] | 1237 | 2.8 | 2.4877 | 12.37 | 2.3307
[12 empty] | 1238 | 2.8 | 2.4877 | 12.38 | 1.7123
[12 empty] | 1239 | 2 | 1.6877 | 12.39 | 1.0866
[12 empty] | 1240 | 1.2 | 0.88768 | 12.4 | 0.45642
[12 empty] | 1241 | 1.2 | 0.88768 | 12.41 | -0.17554
[12 empty] | 1242 | 0 | -0.31232 | 12.42 | -0.80649
[12 empty] | 1243 | -0.4 | -0.71232 | 12.43 | -1.4336
[12 empty] | 1244 | -1.2 | -1.5123 | 12.44 | -2.0542
[12 empty] | 1245 | -1.6 | -1.9123 | 12.45 | -2.6656
[12 empty] | 1246 | -2 | -2.3123 | 12.46 | -3.265
[12 empty] | 1247 | -2.4 | -2.7123 | 12.47 | -3.8498
[12 empty] | 1248 | -3.6 | -3.9123 | 12.48 | -4.4174
[12 empty] | 1249 | -3.6 | -3.9123 | 12.49 | -4.9655
[12 empty] | 1250 | -4 | -4.3123 | 12.5 | -5.4915
[12 empty] | 1251 | -4.4 | -4.7123 | 12.51 | -5.9931
[12 empty] | 1252 | -5.2 | -5.5123 | 12.52 | -6.4683
[12 empty] | 1253 | -5.6 | -5.9123 | 12.53 | -6.9148
[12 empty] | 1254 | -6 | -6.3123 | 12.54 | -7.3308
[12 empty] | 1255 | -6.8 | -7.1123 | 12.55 | -7.7145
[12 empty] | 1256 | -6.8 | -7.1123 | 12.56 | -8.0641
[12 empty] | 1257 | -6.8 | -7.1123 | 12.57 | -8.3781
[12 empty] | 1258 | -7.6 | -7.9123 | 12.58 | -8.6552
[12 empty] | 1259 | -8 | -8.3123 | 12.59 | -8.8942
[12 empty] | 1260 | -8 | -8.3123 | 12.6 | -9.094
[12 empty] | 1261 | -8.4 | -8.7123 | 12.61 | -9.2538
[12 empty] | 1262 | -8.4 | -8.7123 | 12.62 | -9.3729
[12 empty] | 1263 | -8.4 | -8.7123 | 12.63 | -9.4508
[12 empty] | 1264 | -8.4 | -8.7123 | 12.64 | -9.4871
[12 empty] | 1265 | -8.4 | -8.7123 | 12.65 | -9.4818
[12 empty] | 1266 | -8.4 | -8.7123 | 12.66 | -9.4348
[12 empty] | 1267 | -8.8 | -9.1123 | 12.67 | -9.3463
[12 empty] | 1268 | -8.4 | -8.7123 | 12.68 | -9.2169
[12 empty] | 1269 | -8 | -8.3123 | 12.69 | -9.047
[12 empty] | 1270 | -8.4 | -8.7123 | 12.7 | -8.8375
[12 empty] | 1271 | -7.6 | -7.9123 | 12.71 | -8.5892
[12 empty] | 1272 | -7.6 | -7.9123 | 12.72 | -8.3033
[12 empty] | 1273 | -7.2 | -7.5123 | 12.73 | -7.981
[12 empty] | 1274 | -6.8 | -7.1123 | 12.74 | -7.6238
[12 empty] | 1275 | -6.8 | -7.1123 | 12.75 | -7.2333
[12 empty] | 1276 | -6.4 | -6.7123 | 12.76 | -6.8111
[12 empty] | 1277 | -6 | -6.3123 | 12.77 | -6.3592
[12 empty] | 1278 | -5.6 | -5.9123 | 12.78 | -5.8795
[12 empty] | 1279 | -5.2 | -5.5123 | 12.79 | -5.3742
[12 empty] | 1280 | -5.2 | -5.5123 | 12.8 | -4.8455
[12 empty] | 1281 | -4 | -4.3123 | 12.81 | -4.2958
[12 empty] | 1282 | -3.6 | -3.9123 | 12.82 | -3.7273
[12 empty] | 1283 | -3.2 | -3.5123 | 12.83 | -3.1428
[12 empty] | 1284 | -2.4 | -2.7123 | 12.84 | -2.5446
[12 empty] | 1285 | -2 | -2.3123 | 12.85 | -1.9355
[12 empty] | 1286 | -1.2 | -1.5123 | 12.86 | -1.3182
[12 empty] | 1287 | -0.8 | -1.1123 | 12.87 | -0.69531
[12 empty] | 1288 | -0.4 | -0.71232 | 12.88 | -0.069619
[12 empty] | 1289 | 0 | -0.31232 | 12.89 | 0.55613
[12 empty] | 1290 | 0.8 | 0.48768 | 12.9 | 1.1792
[12 empty] | 1291 | 1.2 | 0.88768 | 12.91 | 1.7968
[12 empty] | 1292 | 2 | 1.6877 | 12.92 | 2.4063
[12 empty] | 1293 | 2.8 | 2.4877 | 12.93 | 3.005
[12 empty] | 1294 | 3.2 | 2.8877 | 12.94 | 3.5903
[12 empty] | 1295 | 4 | 3.6877 | 12.95 | 4.1595
[12 empty] | 1296 | 4.4 | 4.0877 | 12.96 | 4.7102
[12 empty] | 1297 | 4.4 | 4.0877 | 12.97 | 5.2401
[12 empty] | 1298 | 5.2 | 4.8877 | 12.98 | 5.7467
[12 empty] | 1299 | 5.6 | 5.2877 | 12.99 | 6.2279
[12 empty] | 1300 | 6.4 | 6.0877 | 13 | 6.6815
[12 empty] | 1301 | 6.8 | 6.4877 | 13.01 | 7.1056
[12 empty] | 1302 | 7.2 | 6.8877 | 13.02 | 7.4983
[12 empty] | 1303 | 7.6 | 7.2877 | 13.03 | 7.8579
[12 empty] | 1304 | 8.4 | 8.0877 | 13.04 | 8.1829
[12 empty] | 1305 | 8 | 7.6877 | 13.05 | 8.4718
[12 empty] | 1306 | 8.4 | 8.0877 | 13.06 | 8.7233
[12 empty] | 1307 | 8.8 | 8.4877 | 13.07 | 8.9365
[12 empty] | 1308 | 8.8 | 8.4877 | 13.08 | 9.1103
[12 empty] | 1309 | 8.8 | 8.4877 | 13.09 | 9.244
[12 empty] | 1310 | 9.2 | 8.8877 | 13.1 | 9.3371
[12 empty] | 1311 | 9.2 | 8.8877 | 13.11 | 9.3891
[12 empty] | 1312 | 9.2 | 8.8877 | 13.12 | 9.3999
[12 empty] | 1313 | 9.2 | 8.8877 | 13.13 | 9.3694
[12 empty] | 1314 | 9.2 | 8.8877 | 13.14 | 9.2977
[12 empty] | 1315 | 9.2 | 8.8877 | 13.15 | 9.1852
[12 empty] | 1316 | 9.2 | 8.8877 | 13.16 | 9.0324
[12 empty] | 1317 | 9.2 | 8.8877 | 13.17 | 8.84
[12 empty] | 1318 | 8.4 | 8.0877 | 13.18 | 8.6089
[12 empty] | 1319 | 8.4 | 8.0877 | 13.19 | 8.34
[12 empty] | 1320 | 8.4 | 8.0877 | 13.2 | 8.0346
[12 empty] | 1321 | 8 | 7.6877 | 13.21 | 7.694
[12 empty] | 1322 | 7.6 | 7.2877 | 13.22 | 7.3198
[12 empty] | 1323 | 7.6 | 7.2877 | 13.23 | 6.9135
[12 empty] | 1324 | 6.8 | 6.4877 | 13.24 | 6.4771
[12 empty] | 1325 | 6.8 | 6.4877 | 13.25 | 6.0124
[12 empty] | 1326 | 6 | 5.6877 | 13.26 | 5.5214
[12 empty] | 1327 | 5.6 | 5.2877 | 13.27 | 5.0064
[12 empty] | 1328 | 4.8 | 4.4877 | 13.28 | 4.4697
[12 empty] | 1329 | 4.4 | 4.0877 | 13.29 | 3.9135
[12 empty] | 1330 | 4 | 3.6877 | 13.3 | 3.3403
[12 empty] | 1331 | 3.6 | 3.2877 | 13.31 | 2.7527
[12 empty] | 1332 | 2.8 | 2.4877 | 13.32 | 2.1532
[12 empty] | 1333 | 2.4 | 2.0877 | 13.33 | 1.5445
[12 empty] | 1334 | 1.6 | 1.2877 | 13.34 | 0.92927
[12 empty] | 1335 | 1.2 | 0.88768 | 13.35 | 0.31019
[12 empty] | 1336 | 0.8 | 0.48768 | 13.36 | -0.31
[12 empty] | 1337 | 0 | -0.31232 | 13.37 | -0.92858
[12 empty] | 1338 | -0.8 | -1.1123 | 13.38 | -1.5428
[12 empty] | 1339 | -1.2 | -1.5123 | 13.39 | -2.1501
[12 empty] | 1340 | -2 | -2.3123 | 13.4 | -2.7476
[12 empty] | 1341 | -2 | -2.3123 | 13.41 | -3.3329
[12 empty] | 1342 | -2.8 | -3.1123 | 13.42 | -3.9032
[12 empty] | 1343 | -3.2 | -3.5123 | 13.43 | -4.4562
[12 empty] | 1344 | -3.6 | -3.9123 | 13.44 | -4.9895
[12 empty] | 1345 | -4.4 | -4.7123 | 13.45 | -5.5005
[12 empty] | 1346 | -5.2 | -5.5123 | 13.46 | -5.9873
[12 empty] | 1347 | -5.2 | -5.5123 | 13.47 | -6.4475
[12 empty] | 1348 | -5.6 | -5.9123 | 13.48 | -6.8792
[12 empty] | 1349 | -6.4 | -6.7123 | 13.49 | -7.2805
[12 empty] | 1350 | -6.4 | -6.7123 | 13.5 | -7.6497
[12 empty] | 1351 | -6.8 | -7.1123 | 13.51 | -7.9852
[12 empty] | 1352 | -7.2 | -7.5123 | 13.52 | -8.2854
[12 empty] | 1353 | -7.2 | -7.5123 | 13.53 | -8.5491
[12 empty] | 1354 | -7.6 | -7.9123 | 13.54 | -8.7752
[12 empty] | 1355 | -8 | -8.3123 | 13.55 | -8.9627
[12 empty] | 1356 | -8 | -8.3123 | 13.56 | -9.1107
[12 empty] | 1357 | -8.4 | -8.7123 | 13.57 | -9.2186
[12 empty] | 1358 | -8.4 | -8.7123 | 13.58 | -9.286
[12 empty] | 1359 | -8.4 | -8.7123 | 13.59 | -9.3125
[12 empty] | 1360 | -8.4 | -8.7123 | 13.6 | -9.2982
[12 empty] | 1361 | -8.4 | -8.7123 | 13.61 | -9.243
[12 empty] | 1362 | -8.4 | -8.7123 | 13.62 | -9.1472
[12 empty] | 1363 | -8 | -8.3123 | 13.63 | -9.0113
[12 empty] | 1364 | -8 | -8.3123 | 13.64 | -8.8359
[12 empty] | 1365 | -8 | -8.3123 | 13.65 | -8.6217
[12 empty] | 1366 | -7.6 | -7.9123 | 13.66 | -8.3698
[12 empty] | 1367 | -7.2 | -7.5123 | 13.67 | -8.0812
[12 empty] | 1368 | -7.2 | -7.5123 | 13.68 | -7.7572
[12 empty] | 1369 | -7.2 | -7.5123 | 13.69 | -7.3992
[12 empty] | 1370 | -6 | -6.3123 | 13.7 | -7.0089
[12 empty] | 1371 | -6.4 | -6.7123 | 13.71 | -6.588
[12 empty] | 1372 | -6 | -6.3123 | 13.72 | -6.1383
[12 empty] | 1373 | -5.2 | -5.5123 | 13.73 | -5.6618
[12 empty] | 1374 | -4.8 | -5.1123 | 13.74 | -5.1606
[12 empty] | 1375 | -4.8 | -5.1123 | 13.75 | -4.637
[12 empty] | 1376 | -4 | -4.3123 | 13.76 | -4.0932
[12 empty] | 1377 | -3.6 | -3.9123 | 13.77 | -3.5317
[12 empty] | 1378 | -2.8 | -3.1123 | 13.78 | -2.9548
[12 empty] | 1379 | -2.4 | -2.7123 | 13.79 | -2.3652
[12 empty] | 1380 | -2 | -2.3123 | 13.8 | -1.7655
[12 empty] | 1381 | -1.2 | -1.5123 | 13.81 | -1.1582
[12 empty] | 1382 | -0.8 | -1.1123 | 13.82 | -0.54609
[12 empty] | 1383 | 0 | -0.31232 | 13.83 | 0.068183
[12 empty] | 1384 | 0.4 | 0.08768 | 13.84 | 0.68191
[12 empty] | 1385 | 1.2 | 0.88768 | 13.85 | 1.2924
[12 empty] | 1386 | 1.2 | 0.88768 | 13.86 | 1.897
[12 empty] | 1387 | 2.4 | 2.0877 | 13.87 | 2.493
[12 empty] | 1388 | 2.8 | 2.4877 | 13.88 | 3.0778
[12 empty] | 1389 | 3.6 | 3.2877 | 13.89 | 3.6488
[12 empty] | 1390 | 4 | 3.6877 | 13.9 | 4.2036
[12 empty] | 1391 | 4.4 | 4.0877 | 13.91 | 4.7397
[12 empty] | 1392 | 4.8 | 4.4877 | 13.92 | 5.2548
[12 empty] | 1393 | 5.6 | 5.2877 | 13.93 | 5.7466
[12 empty] | 1394 | 6 | 5.6877 | 13.94 | 6.213
[12 empty] | 1395 | 6 | 5.6877 | 13.95 | 6.6519
[12 empty] | 1396 | 6.4 | 6.0877 | 13.96 | 7.0614
[12 empty] | 1397 | 7.2 | 6.8877 | 13.97 | 7.4397
[12 empty] | 1398 | 7.6 | 7.2877 | 13.98 | 7.7852
[12 empty] | 1399 | 7.6 | 7.2877 | 13.99 | 8.0963
[12 empty] | 1400 | 7.6 | 7.2877 | 14 | 8.3718
[12 empty] | 1401 | 8.4 | 8.0877 | 14.01 | 8.6104
[12 empty] | 1402 | 8.4 | 8.0877 | 14.02 | 8.8111
[12 empty] | 1403 | 8.8 | 8.4877 | 14.03 | 8.9729
[12 empty] | 1404 | 8.8 | 8.4877 | 14.04 | 9.0954
[12 empty] | 1405 | 9.2 | 8.8877 | 14.05 | 9.1778
[12 empty] | 1406 | 9.2 | 8.8877 | 14.06 | 9.2198
[12 empty] | 1407 | 9.2 | 8.8877 | 14.07 | 9.2214
[12 empty] | 1408 | 9.2 | 8.8877 | 14.08 | 9.1824
[12 empty] | 1409 | 9.2 | 8.8877 | 14.09 | 9.1032
[12 empty] | 1410 | 8.8 | 8.4877 | 14.1 | 8.9839
[12 empty] | 1411 | 9.2 | 8.8877 | 14.11 | 8.8253
[12 empty] | 1412 | 8.4 | 8.0877 | 14.12 | 8.628
[12 empty] | 1413 | 8.4 | 8.0877 | 14.13 | 8.3928
[12 empty] | 1414 | 8.4 | 8.0877 | 14.14 | 8.1209
[12 empty] | 1415 | 7.6 | 7.2877 | 14.15 | 7.8134
[12 empty] | 1416 | 7.6 | 7.2877 | 14.16 | 7.4717
[12 empty] | 1417 | 7.6 | 7.2877 | 14.17 | 7.0973
[12 empty] | 1418 | 7.2 | 6.8877 | 14.18 | 6.6919
[12 empty] | 1419 | 6.8 | 6.4877 | 14.19 | 6.2573
[12 empty] | 1420 | 6.4 | 6.0877 | 14.2 | 5.7954
[12 empty] | 1421 | 5.6 | 5.2877 | 14.21 | 5.3081
[12 empty] | 1422 | 5.2 | 4.8877 | 14.22 | 4.7978
[12 empty] | 1423 | 4.8 | 4.4877 | 14.23 | 4.2666
[12 empty] | 1424 | 4.4 | 4.0877 | 14.24 | 3.7169
[12 empty] | 1425 | 4 | 3.6877 | 14.25 | 3.151
[12 empty] | 1426 | 3.2 | 2.8877 | 14.26 | 2.5716
[12 empty] | 1427 | 2.8 | 2.4877 | 14.27 | 1.981
[12 empty] | 1428 | 2 | 1.6877 | 14.28 | 1.382
[12 empty] | 1429 | 1.6 | 1.2877 | 14.29 | 0.77721
[12 empty] | 1430 | 1.2 | 0.88768 | 14.3 | 0.16921
[12 empty] | 1431 | 0.4 | 0.08768 | 14.31 | -0.43929
[12 empty] | 1432 | 0 | -0.31232 | 14.32 | -1.0456
[12 empty] | 1433 | -0.4 | -0.71232 | 14.33 | -1.6471
[12 empty] | 1434 | -1.2 | -1.5123 | 14.34 | -2.2411
[12 empty] | 1435 | -1.6 | -1.9123 | 14.35 | -2.8251
[12 empty] | 1436 | -2.4 | -2.7123 | 14.36 | -3.3964
[12 empty] | 1437 | -2.8 | -3.1123 | 14.37 | -3.9525
[12 empty] | 1438 | -3.6 | -3.9123 | 14.38 | -4.4911
[12 empty] | 1439 | -4 | -4.3123 | 14.39 | -5.0098
[12 empty] | 1440 | -4.4 | -4.7123 | 14.4 | -5.5062
[12 empty] | 1441 | -4.8 | -5.1123 | 14.41 | -5.9782
[12 empty] | 1442 | -5.2 | -5.5123 | 14.42 | -6.4238
[12 empty] | 1443 | -5.6 | -5.9123 | 14.43 | -6.841
[12 empty] | 1444 | -6 | -6.3123 | 14.44 | -7.228
[12 empty] | 1445 | -6 | -6.3123 | 14.45 | -7.5831
[12 empty] | 1446 | -6.8 | -7.1123 | 14.46 | -7.9047
[12 empty] | 1447 | -6.8 | -7.1123 | 14.47 | -8.1915
[12 empty] | 1448 | -7.2 | -7.5123 | 14.48 | -8.4422
[12 empty] | 1449 | -7.2 | -7.5123 | 14.49 | -8.6557
[12 empty] | 1450 | -7.6 | -7.9123 | 14.5 | -8.8311
[12 empty] | 1451 | -8 | -8.3123 | 14.51 | -8.9677
[12 empty] | 1452 | -8.4 | -8.7123 | 14.52 | -9.0648
[12 empty] | 1453 | -8.4 | -8.7123 | 14.53 | -9.122
[12 empty] | 1454 | -7.6 | -7.9123 | 14.54 | -9.1392
[12 empty] | 1455 | -8.4 | -8.7123 | 14.55 | -9.1162
[12 empty] | 1456 | -8.4 | -8.7123 | 14.56 | -9.0531
[12 empty] | 1457 | -8 | -8.3123 | 14.57 | -8.9504
[12 empty] | 1458 | -8.4 | -8.7123 | 14.58 | -8.8083
[12 empty] | 1459 | -8 | -8.3123 | 14.59 | -8.6277
[12 empty] | 1460 | -7.6 | -7.9123 | 14.6 | -8.4092
[12 empty] | 1461 | -7.2 | -7.5123 | 14.61 | -8.1538
[12 empty] | 1462 | -7.2 | -7.5123 | 14.62 | -7.8628
[12 empty] | 1463 | -6.8 | -7.1123 | 14.63 | -7.5373
[12 empty] | 1464 | -6.4 | -6.7123 | 14.64 | -7.1788
[12 empty] | 1465 | -6 | -6.3123 | 14.65 | -6.789
[12 empty] | 1466 | -6 | -6.3123 | 14.66 | -6.3694
[12 empty] | 1467 | -5.6 | -5.9123 | 14.67 | -5.9221
[12 empty] | 1468 | -5.2 | -5.5123 | 14.68 | -5.449
[12 empty] | 1469 | -4.4 | -4.7123 | 14.69 | -4.9521
[12 empty] | 1470 | -4.4 | -4.7123 | 14.7 | -4.4336
[12 empty] | 1471 | -3.6 | -3.9123 | 14.71 | -3.8959
[12 empty] | 1472 | -2.8 | -3.1123 | 14.72 | -3.3412
[12 empty] | 1473 | -2.4 | -2.7123 | 14.73 | -2.7722
[12 empty] | 1474 | -2 | -2.3123 | 14.74 | -2.1911
[12 empty] | 1475 | -1.2 | -1.5123 | 14.75 | -1.6007
[12 empty] | 1476 | -1.2 | -1.5123 | 14.76 | -1.0035
[12 empty] | 1477 | -0.4 | -0.71232 | 14.77 | -0.40208
[12 empty] | 1478 | 0.4 | 0.08768 | 14.78 | 0.20084
[12 empty] | 1479 | 0.8 | 0.48768 | 14.79 | 0.80264
[12 empty] | 1480 | 1.2 | 0.88768 | 14.8 | 1.4007
[12 empty] | 1481 | 2 | 1.6877 | 14.81 | 1.9923
[12 empty] | 1482 | 2 | 1.6877 | 14.82 | 2.575
[12 empty] | 1483 | 2.8 | 2.4877 | 14.83 | 3.1461
[12 empty] | 1484 | 3.6 | 3.2877 | 14.84 | 3.7032
[12 empty] | 1485 | 4 | 3.6877 | 14.85 | 4.2438
[12 empty] | 1486 | 4.4 | 4.0877 | 14.86 | 4.7655
[12 empty] | 1487 | 5.2 | 4.8877 | 14.87 | 5.2661
[12 empty] | 1488 | 5.2 | 4.8877 | 14.88 | 5.7433
[12 empty] | 1489 | 6 | 5.6877 | 14.89 | 6.1952
[12 empty] | 1490 | 6 | 5.6877 | 14.9 | 6.6196
[12 empty] | 1491 | 6.4 | 6.0877 | 14.91 | 7.0148
[12 empty] | 1492 | 7.2 | 6.8877 | 14.92 | 7.3791
[12 empty] | 1493 | 7.2 | 6.8877 | 14.93 | 7.7107
[12 empty] | 1494 | 7.6 | 7.2877 | 14.94 | 8.0084
[12 empty] | 1495 | 8.4 | 8.0877 | 14.95 | 8.2708
[12 empty] | 1496 | 8 | 7.6877 | 14.96 | 8.4968
[12 empty] | 1497 | 8.4 | 8.0877 | 14.97 | 8.6853
[12 empty] | 1498 | 8.4 | 8.0877 | 14.98 | 8.8356
[12 empty] | 1499 | 8.8 | 8.4877 | 14.99 | 8.9471
[12 empty] | 1500 | 9.2 | 8.8877 | 15 | 9.0192
[12 empty] | 1501 | 8.8 | 8.4877 | 15.01 | 9.0516
[12 empty] | 1502 | 8.8 | 8.4877 | 15.02 | 9.0443
[12 empty] | 1503 | 9.2 | 8.8877 | 15.03 | 8.9973
[12 empty] | 1504 | 8.8 | 8.4877 | 15.04 | 8.9107
[12 empty] | 1505 | 8.4 | 8.0877 | 15.05 | 8.7851
[12 empty] | 1506 | 8.8 | 8.4877 | 15.06 | 8.6209
[12 empty] | 1507 | 8.4 | 8.0877 | 15.07 | 8.4189
[12 empty] | 1508 | 8.8 | 8.4877 | 15.08 | 8.1801
[12 empty] | 1509 | 8 | 7.6877 | 15.09 | 7.9053
[12 empty] | 1510 | 7.6 | 7.2877 | 15.1 | 7.596
[12 empty] | 1511 | 7.6 | 7.2877 | 15.11 | 7.2534
[12 empty] | 1512 | 7.2 | 6.8877 | 15.12 | 6.8791
[12 empty] | 1513 | 6.4 | 6.0877 | 15.13 | 6.4748
[12 empty] | 1514 | 6.4 | 6.0877 | 15.14 | 6.0421
[12 empty] | 1515 | 6 | 5.6877 | 15.15 | 5.5831
[12 empty] | 1516 | 5.6 | 5.2877 | 15.16 | 5.0998
[12 empty] | 1517 | 5.2 | 4.8877 | 15.17 | 4.5942
[12 empty] | 1518 | 4.4 | 4.0877 | 15.18 | 4.0687
[12 empty] | 1519 | 4 | 3.6877 | 15.19 | 3.5255
[12 empty] | 1520 | 3.6 | 3.2877 | 15.2 | 2.967
[12 empty] | 1521 | 3.6 | 3.2877 | 15.21 | 2.3957
[12 empty] | 1522 | 2.4 | 2.0877 | 15.22 | 1.8141
[12 empty] | 1523 | 2 | 1.6877 | 15.23 | 1.2248
[12 empty] | 1524 | 1.2 | 0.88768 | 15.24 | 0.63034
[12 empty] | 1525 | 0.8 | 0.48768 | 15.25 | 0.033349
[12 empty] | 1526 | 0 | -0.31232 | 15.26 | -0.56356
[12 empty] | 1527 | -0.4 | -0.71232 | 15.27 | -1.1577
[12 empty] | 1528 | -0.8 | -1.1123 | 15.28 | -1.7466
[12 empty] | 1529 | -1.2 | -1.5123 | 15.29 | -2.3276
[12 empty] | 1530 | -2 | -2.3123 | 15.3 | -2.8981
[12 empty] | 1531 | -2.4 | -2.7123 | 15.31 | -3.4556
[12 empty] | 1532 | -2.4 | -2.7123 | 15.32 | -3.9978
[12 empty] | 1533 | -3.6 | -3.9123 | 15.33 | -4.5222
[12 empty] | 1534 | -4 | -4.3123 | 15.34 | -5.0265
[12 empty] | 1535 | -4 | -4.3123 | 15.35 | -5.5085
[12 empty] | 1536 | -5.2 | -5.5123 | 15.36 | -5.9662
[12 empty] | 1537 | -5.2 | -5.5123 | 15.37 | -6.3974
[12 empty] | 1538 | -5.6 | -5.9123 | 15.38 | -6.8004
[12 empty] | 1539 | -6.4 | -6.7123 | 15.39 | -7.1733
[12 empty] | 1540 | -6.8 | -7.1123 | 15.4 | -7.5146
[12 empty] | 1541 | -6.8 | -7.1123 | 15.41 | -7.8228
[12 empty] | 1542 | -7.2 | -7.5123 | 15.42 | -8.0964
[12 empty] | 1543 | -7.2 | -7.5123 | 15.43 | -8.3344
[12 empty] | 1544 | -7.6 | -7.9123 | 15.44 | -8.5357
[12 empty] | 1545 | -8 | -8.3123 | 15.45 | -8.6995
[12 empty] | 1546 | -8 | -8.3123 | 15.46 | -8.8249
[12 empty] | 1547 | -8.4 | -8.7123 | 15.47 | -8.9115
[12 empty] | 1548 | -8 | -8.3123 | 15.48 | -8.959
[12 empty] | 1549 | -8.4 | -8.7123 | 15.49 | -8.9671
[12 empty] | 1550 | -7.6 | -7.9123 | 15.5 | -8.9358
[12 empty] | 1551 | -8.4 | -8.7123 | 15.51 | -8.8652
[12 empty] | 1552 | -7.6 | -7.9123 | 15.52 | -8.7558
[12 empty] | 1553 | -7.6 | -7.9123 | 15.53 | -8.6079
[12 empty] | 1554 | -7.6 | -7.9123 | 15.54 | -8.4223
[12 empty] | 1555 | -7.2 | -7.5123 | 15.55 | -8.1997
[12 empty] | 1556 | -7.2 | -7.5123 | 15.56 | -7.9413
[12 empty] | 1557 | -7.2 | -7.5123 | 15.57 | -7.648
[12 empty] | 1558 | -6.8 | -7.1123 | 15.58 | -7.3213
[12 empty] | 1559 | -6.4 | -6.7123 | 15.59 | -6.9625
[12 empty] | 1560 | -6.4 | -6.7123 | 15.6 | -6.5733
[12 empty] | 1561 | -5.6 | -5.9123 | 15.61 | -6.1554
[12 empty] | 1562 | -5.2 | -5.5123 | 15.62 | -5.7106
[12 empty] | 1563 | -5.2 | -5.5123 | 15.63 | -5.2409
[12 empty] | 1564 | -4 | -4.3123 | 15.64 | -4.7484
[12 empty] | 1565 | -4 | -4.3123 | 15.65 | -4.2352
[12 empty] | 1566 | -3.6 | -3.9123 | 15.66 | -3.7036
[12 empty] | 1567 | -2.8 | -3.1123 | 15.67 | -3.156
[12 empty] | 1568 | -2.4 | -2.7123 | 15.68 | -2.5947
[12 empty] | 1569 | -2 | -2.3123 | 15.69 | -2.0222
[12 empty] | 1570 | -1.2 | -1.5123 | 15.7 | -1.4411
[12 empty] | 1571 | -0.8 | -1.1123 | 15.71 | -0.85392
[12 empty] | 1572 | -0.4 | -0.71232 | 15.72 | -0.26318
[12 empty] | 1573 | 0 | -0.31232 | 15.73 | 0.32847
[12 empty] | 1574 | 0.8 | 0.48768 | 15.74 | 0.91845
[12 empty] | 1575 | 1.2 | 0.88768 | 15.75 | 1.5042
[12 empty] | 1576 | 1.6 | 1.2877 | 15.76 | 2.083
[12 empty] | 1577 | 2.4 | 2.0877 | 15.77 | 2.6525
[12 empty] | 1578 | 2.8 | 2.4877 | 15.78 | 3.2101
[12 empty] | 1579 | 3.6 | 3.2877 | 15.79 | 3.7534
[12 empty] | 1580 | 4 | 3.6877 | 15.8 | 4.28
[12 empty] | 1581 | 4.4 | 4.0877 | 15.81 | 4.7876
[12 empty] | 1582 | 4.8 | 4.4877 | 15.82 | 5.2739
[12 empty] | 1583 | 5.6 | 5.2877 | 15.83 | 5.7369
[12 empty] | 1584 | 6 | 5.6877 | 15.84 | 6.1745
[12 empty] | 1585 | 6 | 5.6877 | 15.85 | 6.5848
[12 empty] | 1586 | 6.4 | 6.0877 | 15.86 | 6.9661
[12 empty] | 1587 | 6.8 | 6.4877 | 15.87 | 7.3165
[12 empty] | 1588 | 7.6 | 7.2877 | 15.88 | 7.6347
[12 empty] | 1589 | 7.6 | 7.2877 | 15.89 | 7.9193
[12 empty] | 1590 | 7.6 | 7.2877 | 15.9 | 8.1689
[12 empty] | 1591 | 8.4 | 8.0877 | 15.91 | 8.3826
[12 empty] | 1592 | 8.4 | 8.0877 | 15.92 | 8.5593
[12 empty] | 1593 | 8.4 | 8.0877 | 15.93 | 8.6984
[12 empty] | 1594 | 8.8 | 8.4877 | 15.94 | 8.7992
[12 empty] | 1595 | 8.4 | 8.0877 | 15.95 | 8.8614
[12 empty] | 1596 | 8.8 | 8.4877 | 15.96 | 8.8846
[12 empty] | 1597 | 8.8 | 8.4877 | 15.97 | 8.8687
[12 empty] | 1598 | 8.8 | 8.4877 | 15.98 | 8.8139
[12 empty] | 1599 | 8.4 | 8.0877 | 15.99 | 8.7204
[12 empty] | 1600 | 8.4 | 8.0877 | 16 | 8.5887
[12 empty] | 1601 | 8.4 | 8.0877 | 16.01 | 8.4193
[12 empty] | 1602 | 8.8 | 8.4877 | 16.02 | 8.2129
[12 empty] | 1603 | 7.6 | 7.2877 | 16.03 | 7.9706
[12 empty] | 1604 | 7.6 | 7.2877 | 16.04 | 7.6933
[12 empty] | 1605 | 7.2 | 6.8877 | 16.05 | 7.3824
[12 empty] | 1606 | 7.2 | 6.8877 | 16.06 | 7.0392
[12 empty] | 1607 | 6.8 | 6.4877 | 16.07 | 6.6652
[12 empty] | 1608 | 6 | 5.6877 | 16.08 | 6.262
[12 empty] | 1609 | 6.4 | 6.0877 | 16.09 | 5.8315
[12 empty] | 1610 | 5.6 | 5.2877 | 16.1 | 5.3756
[12 empty] | 1611 | 5.2 | 4.8877 | 16.11 | 4.8962
[12 empty] | 1612 | 4.8 | 4.4877 | 16.12 | 4.3956
[12 empty] | 1613 | 4.4 | 4.0877 | 16.13 | 3.8758
[12 empty] | 1614 | 3.6 | 3.2877 | 16.14 | 3.3392
[12 empty] | 1615 | 3.2 | 2.8877 | 16.15 | 2.7881
[12 empty] | 1616 | 2.8 | 2.4877 | 16.16 | 2.225
[12 empty] | 1617 | 2 | 1.6877 | 16.17 | 1.6524
[12 empty] | 1618 | 1.6 | 1.2877 | 16.18 | 1.0727
[12 empty] | 1619 | 0.8 | 0.48768 | 16.19 | 0.48857
[12 empty] | 1620 | 0.8 | 0.48768 | 16.2 | -0.097496
[12 empty] | 1621 | 0.4 | 0.08768 | 16.21 | -0.6829
[12 empty] | 1622 | -0.4 | -0.71232 | 16.22 | -1.2651
[12 empty] | 1623 | -1.2 | -1.5123 | 16.23 | -1.8414
[12 empty] | 1624 | -1.6 | -1.9123 | 16.24 | -2.4095
[12 empty] | 1625 | -2 | -2.3123 | 16.25 | -2.9668
[12 empty] | 1626 | -2.4 | -2.7123 | 16.26 | -3.5108
[12 empty] | 1627 | -2.8 | -3.1123 | 16.27 | -4.0391
[12 empty] | 1628 | -3.6 | -3.9123 | 16.28 | -4.5495
[12 empty] | 1629 | -4 | -4.3123 | 16.29 | -5.0398
[12 empty] | 1630 | -4.8 | -5.1123 | 16.3 | -5.5077
[12 empty] | 1631 | -4.4 | -4.7123 | 16.31 | -5.9512
[12 empty] | 1632 | -5.6 | -5.9123 | 16.32 | -6.3684
[12 empty] | 1633 | -5.2 | -5.5123 | 16.33 | -6.7574
[12 empty] | 1634 | -6 | -6.3123 | 16.34 | -7.1167
[12 empty] | 1635 | -6.8 | -7.1123 | 16.35 | -7.4445
[12 empty] | 1636 | -6.8 | -7.1123 | 16.36 | -7.7395
[12 empty] | 1637 | -6.8 | -7.1123 | 16.37 | -8.0004
[12 empty] | 1638 | -7.2 | -7.5123 | 16.38 | -8.226
[12 empty] | 1639 | -7.6 | -7.9123 | 16.39 | -8.4154
[12 empty] | 1640 | -8 | -8.3123 | 16.4 | -8.5678
[12 empty] | 1641 | -7.2 | -7.5123 | 16.41 | -8.6825
[12 empty] | 1642 | -8 | -8.3123 | 16.42 | -8.759
[12 empty] | 1643 | -8 | -8.3123 | 16.43 | -8.797
[12 empty] | 1644 | -8 | -8.3123 | 16.44 | -8.7963
[12 empty] | 1645 | -7.6 | -7.9123 | 16.45 | -8.757
[12 empty] | 1646 | -8 | -8.3123 | 16.46 | -8.6793
[12 empty] | 1647 | -7.6 | -7.9123 | 16.47 | -8.5634
[12 empty] | 1648 | -7.6 | -7.9123 | 16.48 | -8.41
[12 empty] | 1649 | -7.6 | -7.9123 | 16.49 | -8.2197
[12 empty] | 1650 | -6.8 | -7.1123 | 16.5 | -7.9934
[12 empty] | 1651 | -7.2 | -7.5123 | 16.51 | -7.7321
[12 empty] | 1652 | -7.2 | -7.5123 | 16.52 | -7.4369
[12 empty] | 1653 | -6.4 | -6.7123 | 16.53 | -7.1092
[12 empty] | 1654 | -6 | -6.3123 | 16.54 | -6.7503
[12 empty] | 1655 | -6.4 | -6.7123 | 16.55 | -6.362
[12 empty] | 1656 | -5.2 | -5.5123 | 16.56 | -5.9458
[12 empty] | 1657 | -5.6 | -5.9123 | 16.57 | -5.5038
[12 empty] | 1658 | -4.8 | -5.1123 | 16.58 | -5.0377
[12 empty] | 1659 | -4.4 | -4.7123 | 16.59 | -4.5496
[12 empty] | 1660 | -3.6 | -3.9123 | 16.6 | -4.0418
[12 empty] | 1661 | -3.2 | -3.5123 | 16.61 | -3.5164
[12 empty] | 1662 | -2.8 | -3.1123 | 16.62 | -2.9758
[12 empty] | 1663 | -2.4 | -2.7123 | 16.63 | -2.4224
[12 empty] | 1664 | -1.6 | -1.9123 | 16.64 | -1.8585
[12 empty] | 1665 | -1.2 | -1.5123 | 16.65 | -1.2867
[12 empty] | 1666 | -0.4 | -0.71232 | 16.66 | -0.70942
[12 empty] | 1667 | -0.4 | -0.71232 | 16.67 | -0.12928
[12 empty] | 1668 | 0.4 | 0.08768 | 16.68 | 0.45119
[12 empty] | 1669 | 1.2 | 0.88768 | 16.69 | 1.0295
[12 empty] | 1670 | 1.2 | 0.88768 | 16.7 | 1.603
[12 empty] | 1671 | 2 | 1.6877 | 16.71 | 2.1692
[12 empty] | 1672 | 2.4 | 2.0877 | 16.72 | 2.7257
[12 empty] | 1673 | 2.8 | 2.4877 | 16.73 | 3.27
[12 empty] | 1674 | 3.6 | 3.2877 | 16.74 | 3.7997
[12 empty] | 1675 | 4 | 3.6877 | 16.75 | 4.3125
[12 empty] | 1676 | 4.4 | 4.0877 | 16.76 | 4.8062
[12 empty] | 1677 | 5.2 | 4.8877 | 16.77 | 5.2785
[12 empty] | 1678 | 5.2 | 4.8877 | 16.78 | 5.7275
[12 empty] | 1679 | 6 | 5.6877 | 16.79 | 6.1512
[12 empty] | 1680 | 6 | 5.6877 | 16.8 | 6.5476
[12 empty] | 1681 | 6.8 | 6.4877 | 16.81 | 6.9152
[12 empty] | 1682 | 7.2 | 6.8877 | 16.82 | 7.2522
[12 empty] | 1683 | 7.2 | 6.8877 | 16.83 | 7.5573
[12 empty] | 1684 | 7.6 | 7.2877 | 16.84 | 7.829
[12 empty] | 1685 | 7.6 | 7.2877 | 16.85 | 8.0662
[12 empty] | 1686 | 8.4 | 8.0877 | 16.86 | 8.2679
[12 empty] | 1687 | 8.4 | 8.0877 | 16.87 | 8.4332
[12 empty] | 1688 | 8.4 | 8.0877 | 16.88 | 8.5614
[12 empty] | 1689 | 8.8 | 8.4877 | 16.89 | 8.6519
[12 empty] | 1690 | 8 | 7.6877 | 16.9 | 8.7045
[12 empty] | 1691 | 8.8 | 8.4877 | 16.91 | 8.7187
[12 empty] | 1692 | 8.4 | 8.0877 | 16.92 | 8.6946
[12 empty] | 1693 | 8.8 | 8.4877 | 16.93 | 8.6324
[12 empty] | 1694 | 8.4 | 8.0877 | 16.94 | 8.5323
[12 empty] | 1695 | 8 | 7.6877 | 16.95 | 8.3947
[12 empty] | 1696 | 8 | 7.6877 | 16.96 | 8.2203
[12 empty] | 1697 | 8 | 7.6877 | 16.97 | 8.0099
[12 empty] | 1698 | 7.6 | 7.2877 | 16.98 | 7.7644
[12 empty] | 1699 | 7.6 | 7.2877 | 16.99 | 7.4849
[12 empty] | 1700 | 7.6 | 7.2877 | 17 | 7.1726
[12 empty] | 1701 | 7.2 | 6.8877 | 17.01 | 6.8289
[12 empty] | 1702 | 6.4 | 6.0877 | 17.02 | 6.4554
[12 empty] | 1703 | 6.4 | 6.0877 | 17.03 | 6.0536
[12 empty] | 1704 | 6 | 5.6877 | 17.04 | 5.6254
[12 empty] | 1705 | 5.6 | 5.2877 | 17.05 | 5.1727
[12 empty] | 1706 | 5.2 | 4.8877 | 17.06 | 4.6975
[12 empty] | 1707 | 4.4 | 4.0877 | 17.07 | 4.2018
[12 empty] | 1708 | 4.4 | 4.0877 | 17.08 | 3.6878
[12 empty] | 1709 | 4 | 3.6877 | 17.09 | 3.1579
[12 empty] | 1710 | 3.2 | 2.8877 | 17.1 | 2.6143
[12 empty] | 1711 | 2.8 | 2.4877 | 17.11 | 2.0594
[12 empty] | 1712 | 2 | 1.6877 | 17.12 | 1.4957
[12 empty] | 1713 | 2 | 1.6877 | 17.13 | 0.92565
[12 empty] | 1714 | 1.2 | 0.88768 | 17.14 | 0.35177
[12 empty] | 1715 | 0.4 | 0.08768 | 17.15 | -0.22344
[12 empty] | 1716 | 0 | -0.31232 | 17.16 | -0.79743
[12 empty] | 1717 | -0.4 | -0.71232 | 17.17 | -1.3677
[12 empty] | 1718 | -0.8 | -1.1123 | 17.18 | -1.9317
[12 empty] | 1719 | -2 | -2.3123 | 17.19 | -2.487
[12 empty] | 1720 | -2 | -2.3123 | 17.2 | -3.0312
[12 empty] | 1721 | -2.8 | -3.1123 | 17.21 | -3.5619
[12 empty] | 1722 | -3.2 | -3.5123 | 17.22 | -4.0767
[12 empty] | 1723 | -3.6 | -3.9123 | 17.23 | -4.5733
[12 empty] | 1724 | -3.6 | -3.9123 | 17.24 | -5.0497
[12 empty] | 1725 | -4.4 | -4.7123 | 17.25 | -5.5037
[12 empty] | 1726 | -5.2 | -5.5123 | 17.26 | -5.9334
[12 empty] | 1727 | -5.2 | -5.5123 | 17.27 | -6.3368
[12 empty] | 1728 | -5.6 | -5.9123 | 17.28 | -6.7123
[12 empty] | 1729 | -6 | -6.3123 | 17.29 | -7.0581
[12 empty] | 1730 | -6 | -6.3123 | 17.3 | -7.3728
[12 empty] | 1731 | -6.8 | -7.1123 | 17.31 | -7.6549
[12 empty] | 1732 | -6.8 | -7.1123 | 17.32 | -7.9033
[12 empty] | 1733 | -7.2 | -7.5123 | 17.33 | -8.117
[12 empty] | 1734 | -7.2 | -7.5123 | 17.34 | -8.2948
[12 empty] | 1735 | -7.2 | -7.5123 | 17.35 | -8.4362
[12 empty] | 1736 | -7.6 | -7.9123 | 17.36 | -8.5405
[12 empty] | 1737 | -7.6 | -7.9123 | 17.37 | -8.6072
[12 empty] | 1738 | -8 | -8.3123 | 17.38 | -8.636
[12 empty] | 1739 | -7.6 | -7.9123 | 17.39 | -8.6269
[12 empty] | 1740 | -7.6 | -7.9123 | 17.4 | -8.58
[12 empty] | 1741 | -7.6 | -7.9123 | 17.41 | -8.4953
[12 empty] | 1742 | -7.6 | -7.9123 | 17.42 | -8.3734
[12 empty] | 1743 | -8 | -8.3123 | 17.43 | -8.2148
[12 empty] | 1744 | -6.8 | -7.1123 | 17.44 | -8.0201
[12 empty] | 1745 | -6.8 | -7.1123 | 17.45 | -7.7903
[12 empty] | 1746 | -6.8 | -7.1123 | 17.46 | -7.5263
[12 empty] | 1747 | -6.4 | -6.7123 | 17.47 | -7.2294
[12 empty] | 1748 | -6.4 | -6.7123 | 17.48 | -6.9009
[12 empty] | 1749 | -6 | -6.3123 | 17.49 | -6.5422
[12 empty] | 1750 | -5.6 | -5.9123 | 17.5 | -6.1549
[12 empty] | 1751 | -5.2 | -5.5123 | 17.51 | -5.7407
[12 empty] | 1752 | -4.8 | -5.1123 | 17.52 | -5.3015
[12 empty] | 1753 | -4.4 | -4.7123 | 17.53 | -4.8391
[12 empty] | 1754 | -4 | -4.3123 | 17.54 | -4.3557
[12 empty] | 1755 | -3.6 | -3.9123 | 17.55 | -3.8533
[12 empty] | 1756 | -3.2 | -3.5123 | 17.56 | -3.3342
[12 empty] | 1757 | -2.4 | -2.7123 | 17.57 | -2.8007
[12 empty] | 1758 | -2 | -2.3123 | 17.58 | -2.2551
[12 empty] | 1759 | -1.6 | -1.9123 | 17.59 | -1.6998
[12 empty] | 1760 | -0.8 | -1.1123 | 17.6 | -1.1372
[12 empty] | 1761 | -0.4 | -0.71232 | 17.61 | -0.56987
[12 empty] | 1762 | 0 | -0.31232 | 17.62 | -0.00026774
[12 empty] | 1763 | 0.4 | 0.08768 | 17.63 | 0.56911
[12 empty] | 1764 | 1.2 | 0.88768 | 17.64 | 1.1358
[12 empty] | 1765 | 1.2 | 0.88768 | 17.65 | 1.6972
[12 empty] | 1766 | 2 | 1.6877 | 17.66 | 2.251
[12 empty] | 1767 | 2.4 | 2.0877 | 17.67 | 2.7946
[12 empty] | 1768 | 2.8 | 2.4877 | 17.68 | 3.3258
[12 empty] | 1769 | 3.6 | 3.2877 | 17.69 | 3.8421
[12 empty] | 1770 | 4.4 | 4.0877 | 17.7 | 4.3414
[12 empty] | 1771 | 4.4 | 4.0877 | 17.71 | 4.8214
[12 empty] | 1772 | 4.4 | 4.0877 | 17.72 | 5.28
[12 empty] | 1773 | 5.6 | 5.2877 | 17.73 | 5.7153
[12 empty] | 1774 | 5.6 | 5.2877 | 17.74 | 6.1252
[12 empty] | 1775 | 6 | 5.6877 | 17.75 | 6.5081
[12 empty] | 1776 | 6.4 | 6.0877 | 17.76 | 6.8623
[12 empty] | 1777 | 6.8 | 6.4877 | 17.77 | 7.1862
[12 empty] | 1778 | 7.2 | 6.8877 | 17.78 | 7.4784
[12 empty] | 1779 | 7.2 | 6.8877 | 17.79 | 7.7376
[12 empty] | 1780 | 7.6 | 7.2877 | 17.8 | 7.9628
[12 empty] | 1781 | 7.6 | 7.2877 | 17.81 | 8.1528
[12 empty] | 1782 | 8 | 7.6877 | 17.82 | 8.307
[12 empty] | 1783 | 8 | 7.6877 | 17.83 | 8.4247
[12 empty] | 1784 | 8.4 | 8.0877 | 17.84 | 8.5052
[12 empty] | 1785 | 8 | 7.6877 | 17.85 | 8.5484
[12 empty] | 1786 | 8.4 | 8.0877 | 17.86 | 8.5541
[12 empty] | 1787 | 8.4 | 8.0877 | 17.87 | 8.5221
[12 empty] | 1788 | 8.4 | 8.0877 | 17.88 | 8.4528
[12 empty] | 1789 | 8 | 7.6877 | 17.89 | 8.3463
[12 empty] | 1790 | 8 | 7.6877 | 17.9 | 8.2032
[12 empty] | 1791 | 8 | 7.6877 | 17.91 | 8.0241
[12 empty] | 1792 | 7.6 | 7.2877 | 17.92 | 7.8099
[12 empty] | 1793 | 7.6 | 7.2877 | 17.93 | 7.5615
[12 empty] | 1794 | 7.6 | 7.2877 | 17.94 | 7.2799
[12 empty] | 1795 | 7.2 | 6.8877 | 17.95 | 6.9665
[12 empty] | 1796 | 6.8 | 6.4877 | 17.96 | 6.6226
[12 empty] | 1797 | 6 | 5.6877 | 17.97 | 6.2497
[12 empty] | 1798 | 6 | 5.6877 | 17.98 | 5.8495
[12 empty] | 1799 | 5.6 | 5.2877 | 17.99 | 5.4238
[12 empty] | 1800 | 5.6 | 5.2877 | 18 | 4.9745
[12 empty] | 1801 | 4.4 | 4.0877 | 18.01 | 4.5035
[12 empty] | 1802 | 4.4 | 4.0877 | 18.02 | 4.0128
[12 empty] | 1803 | 3.6 | 3.2877 | 18.03 | 3.5048
[12 empty] | 1804 | 3.6 | 3.2877 | 18.04 | 2.9816
[12 empty] | 1805 | 2.8 | 2.4877 | 18.05 | 2.4454
[12 empty] | 1806 | 2.4 | 2.0877 | 18.06 | 1.8988
[12 empty] | 1807 | 2 | 1.6877 | 18.07 | 1.344
[12 empty] | 1808 | 1.2 | 0.88768 | 18.08 | 0.78352
[12 empty] | 1809 | 0.8 | 0.48768 | 18.09 | 0.21983
[12 empty] | 1810 | 0.4 | 0.08768 | 18.1 | -0.34459
[12 empty] | 1811 | -0.4 | -0.71232 | 18.11 | -0.90728
[12 empty] | 1812 | -0.8 | -1.1123 | 18.12 | -1.4658
[12 empty] | 1813 | -1.2 | -1.5123 | 18.13 | -2.0176
[12 empty] | 1814 | -2 | -2.3123 | 18.14 | -2.5603
[12 empty] | 1815 | -2.4 | -2.7123 | 18.15 | -3.0916
[12 empty] | 1816 | -2.8 | -3.1123 | 18.16 | -3.6091
[12 empty] | 1817 | -3.2 | -3.5123 | 18.17 | -4.1105
[12 empty] | 1818 | -3.6 | -3.9123 | 18.18 | -4.5937
[12 empty] | 1819 | -4 | -4.3123 | 18.19 | -5.0565
[12 empty] | 1820 | -4.8 | -5.1123 | 18.2 | -5.4969
[12 empty] | 1821 | -5.2 | -5.5123 | 18.21 | -5.913
[12 empty] | 1822 | -5.2 | -5.5123 | 18.22 | -6.3029
[12 empty] | 1823 | -5.6 | -5.9123 | 18.23 | -6.665
[12 empty] | 1824 | -6 | -6.3123 | 18.24 | -6.9977
[12 empty] | 1825 | -6.4 | -6.7123 | 18.25 | -7.2996
[12 empty] | 1826 | -6.4 | -6.7123 | 18.26 | -7.5692
[12 empty] | 1827 | -7.2 | -7.5123 | 18.27 | -7.8055
[12 empty] | 1828 | -7.2 | -7.5123 | 18.28 | -8.0074
[12 empty] | 1829 | -7.2 | -7.5123 | 18.29 | -8.174
[12 empty] | 1830 | -7.2 | -7.5123 | 18.3 | -8.3047
[12 empty] | 1831 | -7.6 | -7.9123 | 18.31 | -8.3989
[12 empty] | 1832 | -7.6 | -7.9123 | 18.32 | -8.4561
[12 empty] | 1833 | -8 | -8.3123 | 18.33 | -8.4762
[12 empty] | 1834 | -7.6 | -7.9123 | 18.34 | -8.459
[12 empty] | 1835 | -7.6 | -7.9123 | 18.35 | -8.4047
[12 empty] | 1836 | -7.2 | -7.5123 | 18.36 | -8.3134
[12 empty] | 1837 | -7.2 | -7.5123 | 18.37 | -8.1857
[12 empty] | 1838 | -7.2 | -7.5123 | 18.38 | -8.0221
[12 empty] | 1839 | -7.2 | -7.5123 | 18.39 | -7.8234
[12 empty] | 1840 | -6.8 | -7.1123 | 18.4 | -7.5903
[12 empty] | 1841 | -6.8 | -7.1123 | 18.41 | -7.324
[12 empty] | 1842 | -6.4 | -6.7123 | 18.42 | -7.0256
[12 empty] | 1843 | -6 | -6.3123 | 18.43 | -6.6965
[12 empty] | 1844 | -5.6 | -5.9123 | 18.44 | -6.3381
[12 empty] | 1845 | -5.6 | -5.9123 | 18.45 | -5.952
[12 empty] | 1846 | -4.8 | -5.1123 | 18.46 | -5.5399
[12 empty] | 1847 | -4.8 | -5.1123 | 18.47 | -5.1037
[12 empty] | 1848 | -4.4 | -4.7123 | 18.48 | -4.6452
[12 empty] | 1849 | -4 | -4.3123 | 18.49 | -4.1664
[12 empty] | 1850 | -3.2 | -3.5123 | 18.5 | -3.6696
[12 empty] | 1851 | -3.2 | -3.5123 | 18.51 | -3.1569
[12 empty] | 1852 | -2.4 | -2.7123 | 18.52 | -2.6304
[12 empty] | 1853 | -2 | -2.3123 | 18.53 | -2.0927
[12 empty] | 1854 | -1.6 | -1.9123 | 18.54 | -1.5459
[12 empty] | 1855 | -0.8 | -1.1123 | 18.55 | -0.99263
[12 empty] | 1856 | -0.4 | -0.71232 | 18.56 | -0.43518
[12 empty] | 1857 | 0 | -0.31232 | 18.57 | 0.12397
[12 empty] | 1858 | 0.8 | 0.48768 | 18.58 | 0.68234
[12 empty] | 1859 | 1.2 | 0.88768 | 18.59 | 1.2375
[12 empty] | 1860 | 1.6 | 1.2877 | 18.6 | 1.787
[12 empty] | 1861 | 2.4 | 2.0877 | 18.61 | 2.3284
[12 empty] | 1862 | 2.8 | 2.4877 | 18.62 | 2.8594
[12 empty] | 1863 | 2.8 | 2.4877 | 18.63 | 3.3776
[12 empty] | 1864 | 4 | 3.6877 | 18.64 | 3.8808
[12 empty] | 1865 | 4.4 | 4.0877 | 18.65 | 4.3667
[12 empty] | 1866 | 4.4 | 4.0877 | 18.66 | 4.8333
[12 empty] | 1867 | 4.8 | 4.4877 | 18.67 | 5.2785
[12 empty] | 1868 | 5.6 | 5.2877 | 18.68 | 5.7002
[12 empty] | 1869 | 6 | 5.6877 | 18.69 | 6.0968
[12 empty] | 1870 | 6 | 5.6877 | 18.7 | 6.4664
[12 empty] | 1871 | 6.4 | 6.0877 | 18.71 | 6.8075
[12 empty] | 1872 | 7.2 | 6.8877 | 18.72 | 7.1186
[12 empty] | 1873 | 7.2 | 6.8877 | 18.73 | 7.3982
[12 empty] | 1874 | 7.6 | 7.2877 | 18.74 | 7.6453
[12 empty] | 1875 | 7.6 | 7.2877 | 18.75 | 7.8587
[12 empty] | 1876 | 7.6 | 7.2877 | 18.76 | 8.0374
[12 empty] | 1877 | 7.6 | 7.2877 | 18.77 | 8.1808
[12 empty] | 1878 | 7.6 | 7.2877 | 18.78 | 8.2882
[12 empty] | 1879 | 8 | 7.6877 | 18.79 | 8.3592
[12 empty] | 1880 | 8.4 | 8.0877 | 18.8 | 8.3934
[12 empty] | 1881 | 8.4 | 8.0877 | 18.81 | 8.3907
[12 empty] | 1882 | 8 | 7.6877 | 18.82 | 8.3512
[12 empty] | 1883 | 8 | 7.6877 | 18.83 | 8.275
[12 empty] | 1884 | 8 | 7.6877 | 18.84 | 8.1625
[12 empty] | 1885 | 7.6 | 7.2877 | 18.85 | 8.0142
[12 empty] | 1886 | 8 | 7.6877 | 18.86 | 7.8307
[12 empty] | 1887 | 7.6 | 7.2877 | 18.87 | 7.6129
[12 empty] | 1888 | 7.6 | 7.2877 | 18.88 | 7.3618
[12 empty] | 1889 | 7.2 | 6.8877 | 18.89 | 7.0784
[12 empty] | 1890 | 6.8 | 6.4877 | 18.9 | 6.7641
[12 empty] | 1891 | 6.8 | 6.4877 | 18.91 | 6.4201
[12 empty] | 1892 | 6 | 5.6877 | 18.92 | 6.0481
[12 empty] | 1893 | 6 | 5.6877 | 18.93 | 5.6497
[12 empty] | 1894 | 5.6 | 5.2877 | 18.94 | 5.2266
[12 empty] | 1895 | 5.2 | 4.8877 | 18.95 | 4.7808
[12 empty] | 1896 | 4.4 | 4.0877 | 18.96 | 4.3141
[12 empty] | 1897 | 4 | 3.6877 | 18.97 | 3.8286
[12 empty] | 1898 | 4 | 3.6877 | 18.98 | 3.3266
[12 empty] | 1899 | 2.8 | 2.4877 | 18.99 | 2.8101
[12 empty] | 1900 | 2.8 | 2.4877 | 19 | 2.2814
[12 empty] | 1901 | 2.4 | 2.0877 | 19.01 | 1.743
[12 empty] | 1902 | 2 | 1.6877 | 19.02 | 1.1971
[12 empty] | 1903 | 1.2 | 0.88768 | 19.03 | 0.64621
[12 empty] | 1904 | 0.8 | 0.48768 | 19.04 | 0.092668
[12 empty] | 1905 | 0.4 | 0.08768 | 19.05 | -0.46106
[12 empty] | 1906 | 0 | -0.31232 | 19.06 | -1.0125
[12 empty] | 1907 | -0.8 | -1.1123 | 19.07 | -1.5594
[12 empty] | 1908 | -1.6 | -1.9123 | 19.08 | -2.0991
[12 empty] | 1909 | -2 | -2.3123 | 19.09 | -2.6294
[12 empty] | 1910 | -2.4 | -2.7123 | 19.1 | -3.148
[12 empty] | 1911 | -2.4 | -2.7123 | 19.11 | -3.6525
[12 empty] | 1912 | -3.2 | -3.5123 | 19.12 | -4.1408
[12 empty] | 1913 | -3.6 | -3.9123 | 19.13 | -4.6107
[12 empty] | 1914 | -4 | -4.3123 | 19.14 | -5.0601
[12 empty] | 1915 | -4.4 | -4.7123 | 19.15 | -5.4872
[12 empty] | 1916 | -5.2 | -5.5123 | 19.16 | -5.89
[12 empty] | 1917 | -5.2 | -5.5123 | 19.17 | -6.2667
[12 empty] | 1918 | -5.6 | -5.9123 | 19.18 | -6.6158
[12 empty] | 1919 | -6 | -6.3123 | 19.19 | -6.9357
[12 empty] | 1920 | -6 | -6.3123 | 19.2 | -7.2249
[12 empty] | 1921 | -6.4 | -6.7123 | 19.21 | -7.4824
[12 empty] | 1922 | -6.8 | -7.1123 | 19.22 | -7.7068
[12 empty] | 1923 | -6.8 | -7.1123 | 19.23 | -7.8974
[12 empty] | 1924 | -6.8 | -7.1123 | 19.24 | -8.0531
[12 empty] | 1925 | -7.2 | -7.5123 | 19.25 | -8.1735
[12 empty] | 1926 | -7.2 | -7.5123 | 19.26 | -8.2578
[12 empty] | 1927 | -7.2 | -7.5123 | 19.27 | -8.3059
[12 empty] | 1928 | -7.2 | -7.5123 | 19.28 | -8.3175
[12 empty] | 1929 | -7.6 | -7.9123 | 19.29 | -8.2925
[12 empty] | 1930 | -7.2 | -7.5123 | 19.3 | -8.2311
[12 empty] | 1931 | -7.2 | -7.5123 | 19.31 | -8.1336
[12 empty] | 1932 | -7.2 | -7.5123 | 19.32 | -8.0004
[12 empty] | 1933 | -6.8 | -7.1123 | 19.33 | -7.8321
[12 empty] | 1934 | -6.8 | -7.1123 | 19.34 | -7.6295
[12 empty] | 1935 | -6.8 | -7.1123 | 19.35 | -7.3934
[12 empty] | 1936 | -6.8 | -7.1123 | 19.36 | -7.125
[12 empty] | 1937 | -6 | -6.3123 | 19.37 | -6.8254
[12 empty] | 1938 | -5.6 | -5.9123 | 19.38 | -6.4959
[12 empty] | 1939 | -5.6 | -5.9123 | 19.39 | -6.138
[12 empty] | 1940 | -5.2 | -5.5123 | 19.4 | -5.7533
[12 empty] | 1941 | -4.8 | -5.1123 | 19.41 | -5.3435
[12 empty] | 1942 | -4.4 | -4.7123 | 19.42 | -4.9103
[12 empty] | 1943 | -3.6 | -3.9123 | 19.43 | -4.4558
[12 empty] | 1944 | -3.6 | -3.9123 | 19.44 | -3.9819
[12 empty] | 1945 | -3.6 | -3.9123 | 19.45 | -3.4906
[12 empty] | 1946 | -2.8 | -3.1123 | 19.46 | -2.9843
[12 empty] | 1947 | -2 | -2.3123 | 19.47 | -2.465
[12 empty] | 1948 | -2 | -2.3123 | 19.48 | -1.9351
[12 empty] | 1949 | -1.2 | -1.5123 | 19.49 | -1.397
[12 empty] | 1950 | -0.8 | -1.1123 | 19.5 | -0.85285
[12 empty] | 1951 | -0.4 | -0.71232 | 19.51 | -0.30522
[12 empty] | 1952 | 0.4 | 0.08768 | 19.52 | 0.24353
[12 empty] | 1953 | 0.8 | 0.48768 | 19.53 | 0.79099
[12 empty] | 1954 | 1.2 | 0.88768 | 19.54 | 1.3348
[12 empty] | 1955 | 1.6 | 1.2877 | 19.55 | 1.8725
[12 empty] | 1956 | 2.4 | 2.0877 | 19.56 | 2.4017
[12 empty] | 1957 | 2.8 | 2.4877 | 19.57 | 2.9202
[12 empty] | 1958 | 3.6 | 3.2877 | 19.58 | 3.4257
[12 empty] | 1959 | 4 | 3.6877 | 19.59 | 3.9159
[12 empty] | 1960 | 4 | 3.6877 | 19.6 | 4.3887
[12 empty] | 1961 | 4.4 | 4.0877 | 19.61 | 4.8421
[12 empty] | 1962 | 5.2 | 4.8877 | 19.62 | 5.274
[12 empty] | 1963 | 5.6 | 5.2877 | 19.63 | 5.6826
[12 empty] | 1964 | 6 | 5.6877 | 19.64 | 6.066
[12 empty] | 1965 | 6 | 5.6877 | 19.65 | 6.4227
[12 empty] | 1966 | 6.8 | 6.4877 | 19.66 | 6.751
[12 empty] | 1967 | 6.8 | 6.4877 | 19.67 | 7.0495
[12 empty] | 1968 | 7.2 | 6.8877 | 19.68 | 7.3169
[12 empty] | 1969 | 7.6 | 7.2877 | 19.69 | 7.5521
[12 empty] | 1970 | 7.6 | 7.2877 | 19.7 | 7.754
[12 empty] | 1971 | 7.6 | 7.2877 | 19.71 | 7.9218
[12 empty] | 1972 | 7.6 | 7.2877 | 19.72 | 8.0547
[12 empty] | 1973 | 8 | 7.6877 | 19.73 | 8.1522
[12 empty] | 1974 | 8 | 7.6877 | 19.74 | 8.2138
[12 empty] | 1975 | 8 | 7.6877 | 19.75 | 8.2394
[12 empty] | 1976 | 8 | 7.6877 | 19.76 | 8.2287
[12 empty] | 1977 | 8 | 7.6877 | 19.77 | 8.1819
[12 empty] | 1978 | 8 | 7.6877 | 19.78 | 8.0992
[12 empty] | 1979 | 7.6 | 7.2877 | 19.79 | 7.9809
[12 empty] | 1980 | 7.6 | 7.2877 | 19.8 | 7.8276
[12 empty] | 1981 | 7.6 | 7.2877 | 19.81 | 7.6401
[12 empty] | 1982 | 7.6 | 7.2877 | 19.82 | 7.419
[12 empty] | 1983 | 7.2 | 6.8877 | 19.83 | 7.1654
[12 empty] | 1984 | 7.2 | 6.8877 | 19.84 | 6.8804
[12 empty] | 1985 | 6.8 | 6.4877 | 19.85 | 6.5654
[12 empty] | 1986 | 6.4 | 6.0877 | 19.86 | 6.2216
[12 empty] | 1987 | 6 | 5.6877 | 19.87 | 5.8506
[12 empty] | 1988 | 5.6 | 5.2877 | 19.88 | 5.4541
[12 empty] | 1989 | 5.6 | 5.2877 | 19.89 | 5.0338
[12 empty] | 1990 | 4.8 | 4.4877 | 19.9 | 4.5916
[12 empty] | 1991 | 4.4 | 4.0877 | 19.91 | 4.1293
[12 empty] | 1992 | 4 | 3.6877 | 19.92 | 3.6491
[12 empty] | 1993 | 3.6 | 3.2877 | 19.93 | 3.1531
[12 empty] | 1994 | 3.2 | 2.8877 | 19.94 | 2.6434
[12 empty] | 1995 | 2 | 1.6877 | 19.95 | 2.1223
[12 empty] | 1996 | 2 | 1.6877 | 19.96 | 1.592
[12 empty] | 1997 | 2 | 1.6877 | 19.97 | 1.055
[12 empty] | 1998 | 1.2 | 0.88768 | 19.98 | 0.51362
[12 empty] | 1999 | 0 | -0.31232 | 19.99 | -0.029841
[12 empty] | 2000 | 0.4 | 0.08768 | 20 | -0.57296
[12 empty] | 2001 | -0.4 | -0.71232 | 20.01 | -1.1133
[12 empty] | 2002 | -1.2 | -1.5123 | 20.02 | -1.6486
[12 empty] | 2003 | -1.6 | -1.9123 | 20.03 | -2.1764
[12 empty] | 2004 | -2 | -2.3123 | 20.04 | -2.6945
[12 empty] | 2005 | -2.4 | -2.7123 | 20.05 | -3.2005
[12 empty] | 2006 | -2.8 | -3.1123 | 20.06 | -3.6923
[12 empty] | 2007 | -3.2 | -3.5123 | 20.07 | -4.1676
[12 empty] | 2008 | -3.6 | -3.9123 | 20.08 | -4.6244
[12 empty] | 2009 | -4 | -4.3123 | 20.09 | -5.0608
[12 empty] | 2010 | -4.4 | -4.7123 | 20.1 | -5.4748
[12 empty] | 2011 | -5.2 | -5.5123 | 20.11 | -5.8645
[12 empty] | 2012 | -5.2 | -5.5123 | 20.12 | -6.2283
[12 empty] | 2013 | -5.6 | -5.9123 | 20.13 | -6.5646
[12 empty] | 2014 | -5.6 | -5.9123 | 20.14 | -6.872
[12 empty] | 2015 | -6.4 | -6.7123 | 20.15 | -7.149
[12 empty] | 2016 | -6.8 | -7.1123 | 20.16 | -7.3946
[12 empty] | 2017 | -6.4 | -6.7123 | 20.17 | -7.6075
[12 empty] | 2018 | -6.8 | -7.1123 | 20.18 | -7.787
[12 empty] | 2019 | -6.8 | -7.1123 | 20.19 | -7.9322
[12 empty] | 2020 | -7.2 | -7.5123 | 20.2 | -8.0424
[12 empty] | 2021 | -7.2 | -7.5123 | 20.21 | -8.1174
[12 empty] | 2022 | -7.2 | -7.5123 | 20.22 | -8.1566
[12 empty] | 2023 | -7.2 | -7.5123 | 20.23 | -8.16
[12 empty] | 2024 | -7.6 | -7.9123 | 20.24 | -8.1275
[12 empty] | 2025 | -6.8 | -7.1123 | 20.25 | -8.0594
[12 empty] | 2026 | -7.2 | -7.5123 | 20.26 | -7.9559
[12 empty] | 2027 | -6.8 | -7.1123 | 20.27 | -7.8174
[12 empty] | 2028 | -6.8 | -7.1123 | 20.28 | -7.6447
[12 empty] | 2029 | -6.8 | -7.1123 | 20.29 | -7.4385
[12 empty] | 2030 | -6.4 | -6.7123 | 20.3 | -7.1997
[12 empty] | 2031 | -6.4 | -6.7123 | 20.31 | -6.9294
[12 empty] | 2032 | -6 | -6.3123 | 20.32 | -6.6287
[12 empty] | 2033 | -5.6 | -5.9123 | 20.33 | -6.299
[12 empty] | 2034 | -5.2 | -5.5123 | 20.34 | -5.9418
[12 empty] | 2035 | -4.8 | -5.1123 | 20.35 | -5.5587
[12 empty] | 2036 | -4.8 | -5.1123 | 20.36 | -5.1513
[12 empty] | 2037 | -4 | -4.3123 | 20.37 | -4.7214
[12 empty] | 2038 | -3.6 | -3.9123 | 20.38 | -4.2709
[12 empty] | 2039 | -3.6 | -3.9123 | 20.39 | -3.8019
[12 empty] | 2040 | -3.2 | -3.5123 | 20.4 | -3.3164
[12 empty] | 2041 | -2.4 | -2.7123 | 20.41 | -2.8164
[12 empty] | 2042 | -2 | -2.3123 | 20.42 | -2.3043
[12 empty] | 2043 | -1.2 | -1.5123 | 20.43 | -1.7823
[12 empty] | 2044 | -0.8 | -1.1123 | 20.44 | -1.2527
[12 empty] | 2045 | -0.4 | -0.71232 | 20.45 | -0.71778
[12 empty] | 2046 | -0.4 | -0.71232 | 20.46 | -0.17992
[12 empty] | 2047 | 0.8 | 0.48768 | 20.47 | 0.35853
[12 empty] | 2048 | 0.8 | 0.48768 | 20.48 | 0.89518
[12 empty] | 2049 | 1.2 | 0.88768 | 20.49 | 1.4277
[12 empty] | 2050 | 1.6 | 1.2877 | 20.5 | 1.9537
[12 empty] | 2051 | 2.4 | 2.0877 | 20.51 | 2.4709
[12 empty] | 2052 | 2.8 | 2.4877 | 20.52 | 2.9771
[12 empty] | 2053 | 3.6 | 3.2877 | 20.53 | 3.47
[12 empty] | 2054 | 4 | 3.6877 | 20.54 | 3.9475
[12 empty] | 2055 | 4 | 3.6877 | 20.55 | 4.4074
[12 empty] | 2056 | 4.4 | 4.0877 | 20.56 | 4.8478
[12 empty] | 2057 | 5.2 | 4.8877 | 20.57 | 5.2667
[12 empty] | 2058 | 5.6 | 5.2877 | 20.58 | 5.6623
[12 empty] | 2059 | 5.6 | 5.2877 | 20.59 | 6.0329
[12 empty] | 2060 | 6 | 5.6877 | 20.6 | 6.3769
[12 empty] | 2061 | 6 | 5.6877 | 20.61 | 6.6927
[12 empty] | 2062 | 6.4 | 6.0877 | 20.62 | 6.9789
[12 empty] | 2063 | 7.2 | 6.8877 | 20.63 | 7.2345
[12 empty] | 2064 | 7.2 | 6.8877 | 20.64 | 7.4581
[12 empty] | 2065 | 7.6 | 7.2877 | 20.65 | 7.6489
[12 empty] | 2066 | 7.6 | 7.2877 | 20.66 | 7.806
[12 empty] | 2067 | 7.6 | 7.2877 | 20.67 | 7.9287
[12 empty] | 2068 | 7.6 | 7.2877 | 20.68 | 8.0166
[12 empty] | 2069 | 8 | 7.6877 | 20.69 | 8.0693
[12 empty] | 2070 | 8.4 | 8.0877 | 20.7 | 8.0864
[12 empty] | 2071 | 7.6 | 7.2877 | 20.71 | 8.0681
[12 empty] | 2072 | 8 | 7.6877 | 20.72 | 8.0143
[12 empty] | 2073 | 7.6 | 7.2877 | 20.73 | 7.9253
[12 empty] | 2074 | 7.6 | 7.2877 | 20.74 | 7.8016
[12 empty] | 2075 | 7.6 | 7.2877 | 20.75 | 7.6436
[12 empty] | 2076 | 7.2 | 6.8877 | 20.76 | 7.4522
[12 empty] | 2077 | 7.2 | 6.8877 | 20.77 | 7.228
[12 empty] | 2078 | 7.2 | 6.8877 | 20.78 | 6.9722
[12 empty] | 2079 | 6.8 | 6.4877 | 20.79 | 6.6859
[12 empty] | 2080 | 6.4 | 6.0877 | 20.8 | 6.3704
[12 empty] | 2081 | 6 | 5.6877 | 20.81 | 6.0269
[12 empty] | 2082 | 6 | 5.6877 | 20.82 | 5.6572
[12 empty] | 2083 | 5.2 | 4.8877 | 20.83 | 5.2627
[12 empty] | 2084 | 4.8 | 4.4877 | 20.84 | 4.8453
[12 empty] | 2085 | 4.4 | 4.0877 | 20.85 | 4.4068
[12 empty] | 2086 | 4 | 3.6877 | 20.86 | 3.949
[12 empty] | 2087 | 3.6 | 3.2877 | 20.87 | 3.4742
[12 empty] | 2088 | 3.2 | 2.8877 | 20.88 | 2.9842
[12 empty] | 2089 | 2.8 | 2.4877 | 20.89 | 2.4813
[12 empty] | 2090 | 2.4 | 2.0877 | 20.9 | 1.9678
[12 empty] | 2091 | 2 | 1.6877 | 20.91 | 1.4458
[12 empty] | 2092 | 1.2 | 0.88768 | 20.92 | 0.91763
[12 empty] | 2093 | 0.8 | 0.48768 | 20.93 | 0.38566
[12 empty] | 2094 | 0.4 | 0.08768 | 20.94 | -0.14779
[12 empty] | 2095 | 0 | -0.31232 | 20.95 | -0.68039
[12 empty] | 2096 | -0.8 | -1.1123 | 20.96 | -1.2098
[12 empty] | 2097 | -0.8 | -1.1123 | 20.97 | -1.7336
[12 empty] | 2098 | -1.2 | -1.5123 | 20.98 | -2.2497
[12 empty] | 2099 | -2 | -2.3123 | 20.99 | -2.7556
[12 empty] | 2100 | -2.4 | -2.7123 | 21 | -3.2493
[12 empty] | 2101 | -2.8 | -3.1123 | 21.01 | -3.7285
[12 empty] | 2102 | -3.6 | -3.9123 | 21.02 | -4.1911
[12 empty] | 2103 | -4 | -4.3123 | 21.03 | -4.6351
[12 empty] | 2104 | -3.6 | -3.9123 | 21.04 | -5.0586
[12 empty] | 2105 | -4.8 | -5.1123 | 21.05 | -5.4597
[12 empty] | 2106 | -5.2 | -5.5123 | 21.06 | -5.8367
[12 empty] | 2107 | -5.2 | -5.5123 | 21.07 | -6.1878
[12 empty] | 2108 | -5.6 | -5.9123 | 21.08 | -6.5117
[12 empty] | 2109 | -5.6 | -5.9123 | 21.09 | -6.8068
[12 empty] | 2110 | -6 | -6.3123 | 21.1 | -7.0719
[12 empty] | 2111 | -6.4 | -6.7123 | 21.11 | -7.3059
[12 empty] | 2112 | -6.8 | -7.1123 | 21.12 | -7.5076
[12 empty] | 2113 | -6.8 | -7.1123 | 21.13 | -7.6763
[12 empty] | 2114 | -6.8 | -7.1123 | 21.14 | -7.8112
[12 empty] | 2115 | -6.8 | -7.1123 | 21.15 | -7.9118
[12 empty] | 2116 | -6.8 | -7.1123 | 21.16 | -7.9775
[12 empty] | 2117 | -6.8 | -7.1123 | 21.17 | -8.0082
[12 empty] | 2118 | -7.2 | -7.5123 | 21.18 | -8.0037
[12 empty] | 2119 | -7.2 | -7.5123 | 21.19 | -7.9641
[12 empty] | 2120 | -7.2 | -7.5123 | 21.2 | -7.8895
[12 empty] | 2121 | -7.2 | -7.5123 | 21.21 | -7.7802
[12 empty] | 2122 | -6.8 | -7.1123 | 21.22 | -7.6368
[12 empty] | 2123 | -6.8 | -7.1123 | 21.23 | -7.46
[12 empty] | 2124 | -6.8 | -7.1123 | 21.24 | -7.2504
[12 empty] | 2125 | -6.4 | -6.7123 | 21.25 | -7.0091
[12 empty] | 2126 | -6 | -6.3123 | 21.26 | -6.7371
[12 empty] | 2127 | -5.6 | -5.9123 | 21.27 | -6.4356
[12 empty] | 2128 | -5.6 | -5.9123 | 21.28 | -6.106
[12 empty] | 2129 | -5.2 | -5.5123 | 21.29 | -5.7496
[12 empty] | 2130 | -4.8 | -5.1123 | 21.3 | -5.3682
[12 empty] | 2131 | -4.4 | -4.7123 | 21.31 | -4.9633
[12 empty] | 2132 | -3.6 | -3.9123 | 21.32 | -4.5368
[12 empty] | 2133 | -3.6 | -3.9123 | 21.33 | -4.0905
[12 empty] | 2134 | -3.2 | -3.5123 | 21.34 | -3.6265
[12 empty] | 2135 | -2.8 | -3.1123 | 21.35 | -3.1467
[12 empty] | 2136 | -2 | -2.3123 | 21.36 | -2.6532
[12 empty] | 2137 | -2 | -2.3123 | 21.37 | -2.1483
[12 empty] | 2138 | -1.2 | -1.5123 | 21.38 | -1.6342
[12 empty] | 2139 | -0.8 | -1.1123 | 21.39 | -1.1131
[12 empty] | 2140 | -0.4 | -0.71232 | 21.4 | -0.5873
[12 empty] | 2141 | 0 | -0.31232 | 21.41 | -0.059147
[12 empty] | 2142 | 0.4 | 0.08768 | 21.42 | 0.46906
[12 empty] | 2143 | 1.2 | 0.88768 | 21.43 | 0.995
[12 empty] | 2144 | 1.2 | 0.88768 | 21.44 | 1.5164
[12 empty] | 2145 | 2.4 | 2.0877 | 21.45 | 2.0308
[12 empty] | 2146 | 2.8 | 2.4877 | 21.46 | 2.5362
[12 empty] | 2147 | 2.8 | 2.4877 | 21.47 | 3.0302
[12 empty] | 2148 | 3.6 | 3.2877 | 21.48 | 3.5108
[12 empty] | 2149 | 4 | 3.6877 | 21.49 | 3.9757
[12 empty] | 2150 | 4.4 | 4.0877 | 21.5 | 4.4229
[12 empty] | 2151 | 4.4 | 4.0877 | 21.51 | 4.8506
[12 empty] | 2152 | 5.2 | 4.8877 | 21.52 | 5.2568
[12 empty] | 2153 | 5.2 | 4.8877 | 21.53 | 5.6397
[12 empty] | 2154 | 6 | 5.6877 | 21.54 | 5.9977
[12 empty] | 2155 | 6 | 5.6877 | 21.55 | 6.3292
[12 empty] | 2156 | 6 | 5.6877 | 21.56 | 6.6328
[12 empty] | 2157 | 6.8 | 6.4877 | 21.57 | 6.9071
[12 empty] | 2158 | 6.8 | 6.4877 | 21.58 | 7.151
[12 empty] | 2159 | 7.2 | 6.8877 | 21.59 | 7.3634
[12 empty] | 2160 | 7.6 | 7.2877 | 21.6 | 7.5433
[12 empty] | 2161 | 7.6 | 7.2877 | 21.61 | 7.6901
[12 empty] | 2162 | 7.6 | 7.2877 | 21.62 | 7.803
[12 empty] | 2163 | 7.6 | 7.2877 | 21.63 | 7.8816
[12 empty] | 2164 | 7.6 | 7.2877 | 21.64 | 7.9255
[12 empty] | 2165 | 8 | 7.6877 | 21.65 | 7.9346
[12 empty] | 2166 | 7.6 | 7.2877 | 21.66 | 7.9089
[12 empty] | 2167 | 7.6 | 7.2877 | 21.67 | 7.8484
[12 empty] | 2168 | 7.6 | 7.2877 | 21.68 | 7.7534
[12 empty] | 2169 | 7.6 | 7.2877 | 21.69 | 7.6245
[12 empty] | 2170 | 7.6 | 7.2877 | 21.7 | 7.4621
[12 empty] | 2171 | 7.2 | 6.8877 | 21.71 | 7.267
[12 empty] | 2172 | 6.8 | 6.4877 | 21.72 | 7.0401
[12 empty] | 2173 | 6.8 | 6.4877 | 21.73 | 6.7823
[12 empty] | 2174 | 6 | 5.6877 | 21.74 | 6.4949
[12 empty] | 2175 | 6.4 | 6.0877 | 21.75 | 6.179
[12 empty] | 2176 | 6 | 5.6877 | 21.76 | 5.8361
[12 empty] | 2177 | 5.6 | 5.2877 | 21.77 | 5.4677
[12 empty] | 2178 | 5.2 | 4.8877 | 21.78 | 5.0754
[12 empty] | 2179 | 4.8 | 4.4877 | 21.79 | 4.661
[12 empty] | 2180 | 4.4 | 4.0877 | 21.8 | 4.2263
[12 empty] | 2181 | 4 | 3.6877 | 21.81 | 3.7732
[12 empty] | 2182 | 4 | 3.6877 | 21.82 | 3.3038
[12 empty] | 2183 | 3.2 | 2.8877 | 21.83 | 2.8199
[12 empty] | 2184 | 2.8 | 2.4877 | 21.84 | 2.3239
[12 empty] | 2185 | 2 | 1.6877 | 21.85 | 1.8179
[12 empty] | 2186 | 2 | 1.6877 | 21.86 | 1.3041
[12 empty] | 2187 | 1.2 | 0.88768 | 21.87 | 0.78478
[12 empty] | 2188 | 1.2 | 0.88768 | 21.88 | 0.26222
[12 empty] | 2189 | 0 | -0.31232 | 21.89 | -0.2613
[12 empty] | 2190 | -0.4 | -0.71232 | 21.9 | -0.78345
[12 empty] | 2191 | -0.8 | -1.1123 | 21.91 | -1.302
[12 empty] | 2192 | -1.2 | -1.5123 | 21.92 | -1.8145
[12 empty] | 2193 | -1.6 | -1.9123 | 21.93 | -2.319
[12 empty] | 2194 | -2 | -2.3123 | 21.94 | -2.813
[12 empty] | 2195 | -2.4 | -2.7123 | 21.95 | -3.2944
[12 empty] | 2196 | -3.2 | -3.5123 | 21.96 | -3.7613
[12 empty] | 2197 | -3.6 | -3.9123 | 21.97 | -4.2114
[12 empty] | 2198 | -3.6 | -3.9123 | 21.98 | -4.6428
[12 empty] | 2199 | -4 | -4.3123 | 21.99 | -5.0536
[12 empty] | 2200 | -4.4 | -4.7123 | 22 | -5.4421
[12 empty] | 2201 | -5.2 | -5.5123 | 22.01 | -5.8066
[12 empty] | 2202 | -5.2 | -5.5123 | 22.02 | -6.1454
[12 empty] | 2203 | -5.6 | -5.9123 | 22.03 | -6.457
[12 empty] | 2204 | -5.6 | -5.9123 | 22.04 | -6.7402
[12 empty] | 2205 | -6 | -6.3123 | 22.05 | -6.9937
[12 empty] | 2206 | -6.4 | -6.7123 | 22.06 | -7.2163
[12 empty] | 2207 | -6.8 | -7.1123 | 22.07 | -7.4072
[12 empty] | 2208 | -6.8 | -7.1123 | 22.08 | -7.5654
[12 empty] | 2209 | -6.8 | -7.1123 | 22.09 | -7.6904
[12 empty] | 2210 | -6.8 | -7.1123 | 22.1 | -7.7815
[12 empty] | 2211 | -6.8 | -7.1123 | 22.11 | -7.8384
[12 empty] | 2212 | -6.8 | -7.1123 | 22.12 | -7.8608
[12 empty] | 2213 | -6.8 | -7.1123 | 22.13 | -7.8488
[12 empty] | 2214 | -6.8 | -7.1123 | 22.14 | -7.8022
[12 empty] | 2215 | -6.8 | -7.1123 | 22.15 | -7.7214
[12 empty] | 2216 | -6.8 | -7.1123 | 22.16 | -7.6067
[12 empty] | 2217 | -6.4 | -6.7123 | 22.17 | -7.4587
[12 empty] | 2218 | -6.4 | -6.7123 | 22.18 | -7.2779
[12 empty] | 2219 | -6.4 | -6.7123 | 22.19 | -7.0652
[12 empty] | 2220 | -6 | -6.3123 | 22.2 | -6.8216
[12 empty] | 2221 | -5.6 | -5.9123 | 22.21 | -6.5482
[12 empty] | 2222 | -6 | -6.3123 | 22.22 | -6.246
[12 empty] | 2223 | -5.2 | -5.5123 | 22.23 | -5.9166
[12 empty] | 2224 | -5.2 | -5.5123 | 22.24 | -5.5613
[12 empty] | 2225 | -4.4 | -4.7123 | 22.25 | -5.1817
[12 empty] | 2226 | -4.8 | -5.1123 | 22.26 | -4.7795
[12 empty] | 2227 | -3.6 | -3.9123 | 22.27 | -4.3565
[12 empty] | 2228 | -3.6 | -3.9123 | 22.28 | -3.9145
[12 empty] | 2229 | -2.8 | -3.1123 | 22.29 | -3.4555
[12 empty] | 2230 | -2.4 | -2.7123 | 22.3 | -2.9815
[12 empty] | 2231 | -2 | -2.3123 | 22.31 | -2.4946
[12 empty] | 2232 | -1.6 | -1.9123 | 22.32 | -1.9969
[12 empty] | 2233 | -1.6 | -1.9123 | 22.33 | -1.4906
[12 empty] | 2234 | -0.8 | -1.1123 | 22.34 | -0.97803
[12 empty] | 2235 | -0.4 | -0.71232 | 22.35 | -0.46133
[12 empty] | 2236 | 0.8 | 0.48768 | 22.36 | 0.05718
[12 empty] | 2237 | 0.8 | 0.48768 | 22.37 | 0.57524
[12 empty] | 2238 | 1.2 | 0.88768 | 22.38 | 1.0906
[12 empty] | 2239 | 1.2 | 0.88768 | 22.39 | 1.6009
[12 empty] | 2240 | 1.6 | 1.2877 | 22.4 | 2.104
[12 empty] | 2241 | 2.4 | 2.0877 | 22.41 | 2.5976
[12 empty] | 2242 | 3.2 | 2.8877 | 22.42 | 3.0797
[12 empty] | 2243 | 3.2 | 2.8877 | 22.43 | 3.548
[12 empty] | 2244 | 3.6 | 3.2877 | 22.44 | 4.0006
[12 empty] | 2245 | 4.4 | 4.0877 | 22.45 | 4.4354
[12 empty] | 2246 | 4.8 | 4.4877 | 22.46 | 4.8505
[12 empty] | 2247 | 4.8 | 4.4877 | 22.47 | 5.2442
[12 empty] | 2248 | 5.2 | 4.8877 | 22.48 | 5.6147
[12 empty] | 2249 | 6 | 5.6877 | 22.49 | 5.9604
[12 empty] | 2250 | 6.4 | 6.0877 | 22.5 | 6.2797
[12 empty] | 2251 | 6 | 5.6877 | 22.51 | 6.5714
[12 empty] | 2252 | 6.8 | 6.4877 | 22.52 | 6.8341
[12 empty] | 2253 | 6.4 | 6.0877 | 22.53 | 7.0666
[12 empty] | 2254 | 6.4 | 6.0877 | 22.54 | 7.268
[12 empty] | 2255 | 7.2 | 6.8877 | 22.55 | 7.4374
[12 empty] | 2256 | 7.2 | 6.8877 | 22.56 | 7.5741
[12 empty] | 2257 | 7.2 | 6.8877 | 22.57 | 7.6775
[12 empty] | 2258 | 7.6 | 7.2877 | 22.58 | 7.7471
[12 empty] | 2259 | 7.6 | 7.2877 | 22.59 | 7.7826
[12 empty] | 2260 | 7.6 | 7.2877 | 22.6 | 7.7839
[12 empty] | 2261 | 7.6 | 7.2877 | 22.61 | 7.7511
[12 empty] | 2262 | 7.6 | 7.2877 | 22.62 | 7.6842
[12 empty] | 2263 | 7.2 | 6.8877 | 22.63 | 7.5836
[12 empty] | 2264 | 7.2 | 6.8877 | 22.64 | 7.4497
[12 empty] | 2265 | 7.6 | 7.2877 | 22.65 | 7.2831
[12 empty] | 2266 | 7.2 | 6.8877 | 22.66 | 7.0847
[12 empty] | 2267 | 7.2 | 6.8877 | 22.67 | 6.8551
[12 empty] | 2268 | 6.8 | 6.4877 | 22.68 | 6.5956
[12 empty] | 2269 | 6 | 5.6877 | 22.69 | 6.3072
[12 empty] | 2270 | 6 | 5.6877 | 22.7 | 5.9912
[12 empty] | 2271 | 6 | 5.6877 | 22.71 | 5.649
[12 empty] | 2272 | 5.2 | 4.8877 | 22.72 | 5.2822
[12 empty] | 2273 | 5.2 | 4.8877 | 22.73 | 4.8922
[12 empty] | 2274 | 4.4 | 4.0877 | 22.74 | 4.481
[12 empty] | 2275 | 4.4 | 4.0877 | 22.75 | 4.0502
[12 empty] | 2276 | 4 | 3.6877 | 22.76 | 3.6018
[12 empty] | 2277 | 3.2 | 2.8877 | 22.77 | 3.1378
[12 empty] | 2278 | 2.8 | 2.4877 | 22.78 | 2.6602
[12 empty] | 2279 | 2.4 | 2.0877 | 22.79 | 2.171
[12 empty] | 2280 | 2 | 1.6877 | 22.8 | 1.6726
[12 empty] | 2281 | 1.2 | 0.88768 | 22.81 | 1.167
[12 empty] | 2282 | 1.2 | 0.88768 | 22.82 | 0.65642
[12 empty] | 2283 | 0.8 | 0.48768 | 22.83 | 0.1432
[12 empty] | 2284 | 0.4 | 0.08768 | 22.84 | -0.37045
[12 empty] | 2285 | -0.4 | -0.71232 | 22.85 | -0.88226
[12 empty] | 2286 | -0.8 | -1.1123 | 22.86 | -1.39
[12 empty] | 2287 | -1.2 | -1.5123 | 22.87 | -1.8914
[12 empty] | 2288 | -2 | -2.3123 | 22.88 | -2.3843
[12 empty] | 2289 | -2 | -2.3123 | 22.89 | -2.8666
[12 empty] | 2290 | -2.4 | -2.7123 | 22.9 | -3.3361
[12 empty] | 2291 | -2.8 | -3.1123 | 22.91 | -3.7907
[12 empty] | 2292 | -3.6 | -3.9123 | 22.92 | -4.2285
[12 empty] | 2293 | -3.6 | -3.9123 | 22.93 | -4.6476
[12 empty] | 2294 | -4.4 | -4.7123 | 22.94 | -5.046
[12 empty] | 2295 | -4.4 | -4.7123 | 22.95 | -5.4222
[12 empty] | 2296 | -4.8 | -5.1123 | 22.96 | -5.7744
[12 empty] | 2297 | -5.2 | -5.5123 | 22.97 | -6.101
[12 empty] | 2298 | -5.6 | -5.9123 | 22.98 | -6.4008
[12 empty] | 2299 | -5.6 | -5.9123 | 22.99 | -6.6723
[12 empty] | 2300 | -6 | -6.3123 | 23 | -6.9144
[12 empty] | 2301 | -6 | -6.3123 | 23.01 | -7.126
[12 empty] | 2302 | -6.4 | -6.7123 | 23.02 | -7.3063
[12 empty] | 2303 | -6.4 | -6.7123 | 23.03 | -7.4544
[12 empty] | 2304 | -6.8 | -7.1123 | 23.04 | -7.5697
[12 empty] | 2305 | -6.8 | -7.1123 | 23.05 | -7.6517
[12 empty] | 2306 | -6.8 | -7.1123 | 23.06 | -7.7
[12 empty] | 2307 | -6.8 | -7.1123 | 23.07 | -7.7145
[12 empty] | 2308 | -6.8 | -7.1123 | 23.08 | -7.6951
[12 empty] | 2309 | -6.8 | -7.1123 | 23.09 | -7.6419
[12 empty] | 2310 | -6.8 | -7.1123 | 23.1 | -7.5552
[12 empty] | 2311 | -6.8 | -7.1123 | 23.11 | -7.4353
[12 empty] | 2312 | -6.4 | -6.7123 | 23.12 | -7.2829
[12 empty] | 2313 | -6 | -6.3123 | 23.13 | -7.0985
[12 empty] | 2314 | -6.4 | -6.7123 | 23.14 | -6.8829
[12 empty] | 2315 | -6.4 | -6.7123 | 23.15 | -6.6373
[12 empty] | 2316 | -5.6 | -5.9123 | 23.16 | -6.3625
[12 empty] | 2317 | -5.2 | -5.5123 | 23.17 | -6.06
[12 empty] | 2318 | -5.2 | -5.5123 | 23.18 | -5.7309
[12 empty] | 2319 | -4.8 | -5.1123 | 23.19 | -5.3768
[12 empty] | 2320 | -4.4 | -4.7123 | 23.2 | -4.9992
[12 empty] | 2321 | -4 | -4.3123 | 23.21 | -4.5999
[12 empty] | 2322 | -3.6 | -3.9123 | 23.22 | -4.1804
[12 empty] | 2323 | -3.2 | -3.5123 | 23.23 | -3.7428
[12 empty] | 2324 | -2.8 | -3.1123 | 23.24 | -3.2889
[12 empty] | 2325 | -2 | -2.3123 | 23.25 | -2.8207
[12 empty] | 2326 | -2 | -2.3123 | 23.26 | -2.3404
[12 empty] | 2327 | -1.6 | -1.9123 | 23.27 | -1.8499
[12 empty] | 2328 | -0.8 | -1.1123 | 23.28 | -1.3515
[12 empty] | 2329 | -0.8 | -1.1123 | 23.29 | -0.84741
[12 empty] | 2330 | -0.4 | -0.71232 | 23.3 | -0.33977
[12 empty] | 2331 | 0.4 | 0.08768 | 23.31 | 0.16917
[12 empty] | 2332 | 0.8 | 0.48768 | 23.32 | 0.67716
[12 empty] | 2333 | 1.2 | 0.88768 | 23.33 | 1.182
[12 empty] | 2334 | 2 | 1.6877 | 23.34 | 1.6814
[12 empty] | 2335 | 2 | 1.6877 | 23.35 | 2.1732
[12 empty] | 2336 | 2.8 | 2.4877 | 23.36 | 2.6553
[12 empty] | 2337 | 3.6 | 3.2877 | 23.37 | 3.1256
[12 empty] | 2338 | 3.2 | 2.8877 | 23.38 | 3.5819
[12 empty] | 2339 | 4 | 3.6877 | 23.39 | 4.0223
[12 empty] | 2340 | 4.4 | 4.0877 | 23.4 | 4.4449
[12 empty] | 2341 | 4.8 | 4.4877 | 23.41 | 4.8478
[12 empty] | 2342 | 5.2 | 4.8877 | 23.42 | 5.2292
[12 empty] | 2343 | 5.6 | 5.2877 | 23.43 | 5.5875
[12 empty] | 2344 | 5.6 | 5.2877 | 23.44 | 5.9211
[12 empty] | 2345 | 6 | 5.6877 | 23.45 | 6.2286
[12 empty] | 2346 | 6 | 5.6877 | 23.46 | 6.5086
[12 empty] | 2347 | 7.2 | 6.8877 | 23.47 | 6.7599
[12 empty] | 2348 | 6.4 | 6.0877 | 23.48 | 6.9814
[12 empty] | 2349 | 7.2 | 6.8877 | 23.49 | 7.1721
[12 empty] | 2350 | 7.2 | 6.8877 | 23.5 | 7.3313
[12 empty] | 2351 | 7.2 | 6.8877 | 23.51 | 7.4582
[12 empty] | 2352 | 7.2 | 6.8877 | 23.52 | 7.5523
[12 empty] | 2353 | 7.6 | 7.2877 | 23.53 | 7.6132
[12 empty] | 2354 | 7.6 | 7.2877 | 23.54 | 7.6406
[12 empty] | 2355 | 7.2 | 6.8877 | 23.55 | 7.6345
[12 empty] | 2356 | 7.6 | 7.2877 | 23.56 | 7.5948
[12 empty] | 2357 | 7.2 | 6.8877 | 23.57 | 7.5218
[12 empty] | 2358 | 7.2 | 6.8877 | 23.58 | 7.4157
[12 empty] | 2359 | 7.2 | 6.8877 | 23.59 | 7.2772
[12 empty] | 2360 | 7.2 | 6.8877 | 23.6 | 7.1067
[12 empty] | 2361 | 7.2 | 6.8877 | 23.61 | 6.9051
[12 empty] | 2362 | 6.8 | 6.4877 | 23.62 | 6.6732
[12 empty] | 2363 | 6 | 5.6877 | 23.63 | 6.4121
[12 empty] | 2364 | 6 | 5.6877 | 23.64 | 6.123
[12 empty] | 2365 | 6 | 5.6877 | 23.65 | 5.807
[12 empty] | 2366 | 5.6 | 5.2877 | 23.66 | 5.4657
[12 empty] | 2367 | 5.2 | 4.8877 | 23.67 | 5.1005
[12 empty] | 2368 | 4.8 | 4.4877 | 23.68 | 4.7131
[12 empty] | 2369 | 4.4 | 4.0877 | 23.69 | 4.3051
[12 empty] | 2370 | 4 | 3.6877 | 23.7 | 3.8784
[12 empty] | 2371 | 4 | 3.6877 | 23.71 | 3.4347
[12 empty] | 2372 | 3.6 | 3.2877 | 23.72 | 2.9762
[12 empty] | 2373 | 2.8 | 2.4877 | 23.73 | 2.5048
[12 empty] | 2374 | 2 | 1.6877 | 23.74 | 2.0226
[12 empty] | 2375 | 2 | 1.6877 | 23.75 | 1.5317
[12 empty] | 2376 | 1.2 | 0.88768 | 23.76 | 1.0342
[12 empty] | 2377 | 0.8 | 0.48768 | 23.77 | 0.53245
[12 empty] | 2378 | 0.4 | 0.08768 | 23.78 | 0.028514
[12 empty] | 2379 | -0.4 | -0.71232 | 23.79 | -0.47534
[12 empty] | 2380 | -0.4 | -0.71232 | 23.8 | -0.97691
[12 empty] | 2381 | -0.8 | -1.1123 | 23.81 | -1.474
[12 empty] | 2382 | -1.2 | -1.5123 | 23.82 | -1.9644
[12 empty] | 2383 | -2 | -2.3123 | 23.83 | -2.446
[12 empty] | 2384 | -2 | -2.3123 | 23.84 | -2.9166
[12 empty] | 2385 | -2.4 | -2.7123 | 23.85 | -3.3743
[12 empty] | 2386 | -2.8 | -3.1123 | 23.86 | -3.8169
[12 empty] | 2387 | -3.6 | -3.9123 | 23.87 | -4.2426
[12 empty] | 2388 | -4 | -4.3123 | 23.88 | -4.6495
[12 empty] | 2389 | -4.4 | -4.7123 | 23.89 | -5.0359
[12 empty] | 2390 | -4.4 | -4.7123 | 23.9 | -5.3999
[12 empty] | 2391 | -5.2 | -5.5123 | 23.91 | -5.7401
[12 empty] | 2392 | -5.2 | -5.5123 | 23.92 | -6.0549
[12 empty] | 2393 | -5.2 | -5.5123 | 23.93 | -6.343
[12 empty] | 2394 | -5.6 | -5.9123 | 23.94 | -6.6032
[12 empty] | 2395 | -6 | -6.3123 | 23.95 | -6.8342
[12 empty] | 2396 | -5.6 | -5.9123 | 23.96 | -7.0351
[12 empty] | 2397 | -6 | -6.3123 | 23.97 | -7.205
[12 empty] | 2398 | -6.4 | -6.7123 | 23.98 | -7.3433
[12 empty] | 2399 | -6.8 | -7.1123 | 23.99 | -7.4492
[12 empty] | 2400 | -6.8 | -7.1123 | 24 | -7.5223
[12 empty] | 2401 | -6.8 | -7.1123 | 24.01 | -7.5624
[12 empty] | 2402 | -6.8 | -7.1123 | 24.02 | -7.5693
[12 empty] | 2403 | -6.8 | -7.1123 | 24.03 | -7.5428
[12 empty] | 2404 | -6.4 | -6.7123 | 24.04 | -7.4833
[12 empty] | 2405 | -6.4 | -6.7123 | 24.05 | -7.391
[12 empty] | 2406 | -6 | -6.3123 | 24.06 | -7.2662
[12 empty] | 2407 | -6.8 | -7.1123 | 24.07 | -7.1095
[12 empty] | 2408 | -6 | -6.3123 | 24.08 | -6.9217
[12 empty] | 2409 | -6 | -6.3123 | 24.09 | -6.7035
[12 empty] | 2410 | -5.6 | -5.9123 | 24.1 | -6.456
[12 empty] | 2411 | -5.6 | -5.9123 | 24.11 | -6.1802
[12 empty] | 2412 | -5.2 | -5.5123 | 24.12 | -5.8774
[12 empty] | 2413 | -5.2 | -5.5123 | 24.13 | -5.5489
[12 empty] | 2414 | -4.4 | -4.7123 | 24.14 | -5.1961
[12 empty] | 2415 | -4 | -4.3123 | 24.15 | -4.8207
[12 empty] | 2416 | -3.6 | -3.9123 | 24.16 | -4.4242
[12 empty] | 2417 | -3.6 | -3.9123 | 24.17 | -4.0085
[12 empty] | 2418 | -2.8 | -3.1123 | 24.18 | -3.5753
[12 empty] | 2419 | -2.4 | -2.7123 | 24.19 | -3.1266
[12 empty] | 2420 | -2 | -2.3123 | 24.2 | -2.6644
[12 empty] | 2421 | -2 | -2.3123 | 24.21 | -2.1906
[12 empty] | 2422 | -1.2 | -1.5123 | 24.22 | -1.7074
[12 empty] | 2423 | -1.2 | -1.5123 | 24.23 | -1.2168
[12 empty] | 2424 | 0 | -0.31232 | 24.24 | -0.72116
[12 empty] | 2425 | 0 | -0.31232 | 24.25 | -0.22252
[12 empty] | 2426 | 0.8 | 0.48768 | 24.26 | 0.27691
[12 empty] | 2427 | 0.8 | 0.48768 | 24.27 | 0.77492
[12 empty] | 2428 | 1.2 | 0.88768 | 24.28 | 1.2693
[12 empty] | 2429 | 2 | 1.6877 | 24.29 | 1.758
[12 empty] | 2430 | 2 | 1.6877 | 24.3 | 2.2387
[12 empty] | 2431 | 2.8 | 2.4877 | 24.31 | 2.7094
[12 empty] | 2432 | 2.8 | 2.4877 | 24.32 | 3.168
[12 empty] | 2433 | 4 | 3.6877 | 24.33 | 3.6125
[12 empty] | 2434 | 4 | 3.6877 | 24.34 | 4.041
[12 empty] | 2435 | 4.4 | 4.0877 | 24.35 | 4.4515
[12 empty] | 2436 | 4.4 | 4.0877 | 24.36 | 4.8424
[12 empty] | 2437 | 5.2 | 4.8877 | 24.37 | 5.2118
[12 empty] | 2438 | 5.2 | 4.8877 | 24.38 | 5.5581
[12 empty] | 2439 | 5.6 | 5.2877 | 24.39 | 5.8799
[12 empty] | 2440 | 6 | 5.6877 | 24.4 | 6.1758
[12 empty] | 2441 | 6 | 5.6877 | 24.41 | 6.4444
[12 empty] | 2442 | 6.4 | 6.0877 | 24.42 | 6.6846
[12 empty] | 2443 | 6.4 | 6.0877 | 24.43 | 6.8954
[12 empty] | 2444 | 6.8 | 6.4877 | 24.44 | 7.0757
[12 empty] | 2445 | 7.2 | 6.8877 | 24.45 | 7.225
[12 empty] | 2446 | 6.8 | 6.4877 | 24.46 | 7.3424
[12 empty] | 2447 | 7.2 | 6.8877 | 24.47 | 7.4275
[12 empty] | 2448 | 7.6 | 7.2877 | 24.48 | 7.48
[12 empty] | 2449 | 7.2 | 6.8877 | 24.49 | 7.4996
[12 empty] | 2450 | 7.6 | 7.2877 | 24.5 | 7.4863
[12 empty] | 2451 | 7.2 | 6.8877 | 24.51 | 7.44
[12 empty] | 2452 | 7.2 | 6.8877 | 24.52 | 7.3611
[12 empty] | 2453 | 7.2 | 6.8877 | 24.53 | 7.2499
[12 empty] | 2454 | 6.8 | 6.4877 | 24.54 | 7.1069
[12 empty] | 2455 | 6.4 | 6.0877 | 24.55 | 6.9328
[12 empty] | 2456 | 6.8 | 6.4877 | 24.56 | 6.7283
[12 empty] | 2457 | 6.4 | 6.0877 | 24.57 | 6.4942
[12 empty] | 2458 | 6 | 5.6877 | 24.58 | 6.2318
[12 empty] | 2459 | 6 | 5.6877 | 24.59 | 5.9421
[12 empty] | 2460 | 5.6 | 5.2877 | 24.6 | 5.6264
[12 empty] | 2461 | 4.8 | 4.4877 | 24.61 | 5.2861
[12 empty] | 2462 | 5.2 | 4.8877 | 24.62 | 4.9228
[12 empty] | 2463 | 4.4 | 4.0877 | 24.63 | 4.5379
[12 empty] | 2464 | 4.4 | 4.0877 | 24.64 | 4.1333
[12 empty] | 2465 | 4 | 3.6877 | 24.65 | 3.7107
[12 empty] | 2466 | 3.6 | 3.2877 | 24.66 | 3.2719
[12 empty] | 2467 | 2.8 | 2.4877 | 24.67 | 2.819
[12 empty] | 2468 | 2.8 | 2.4877 | 24.68 | 2.3538
[12 empty] | 2469 | 2 | 1.6877 | 24.69 | 1.8785
[12 empty] | 2470 | 1.6 | 1.2877 | 24.7 | 1.3952
[12 empty] | 2471 | 1.2 | 0.88768 | 24.71 | 0.90585
[12 empty] | 2472 | 1.2 | 0.88768 | 24.72 | 0.41276
[12 empty] | 2473 | 0.4 | 0.08768 | 24.73 | -0.081941
[12 empty] | 2474 | -0.4 | -0.71232 | 24.74 | -0.57609
[12 empty] | 2475 | -0.4 | -0.71232 | 24.75 | -1.0675
[12 empty] | 2476 | -0.8 | -1.1123 | 24.76 | -1.554
[12 empty] | 2477 | -2 | -2.3123 | 24.77 | -2.0336
[12 empty] | 2478 | -2 | -2.3123 | 24.78 | -2.504
[12 empty] | 2479 | -2.4 | -2.7123 | 24.79 | -2.9632
[12 empty] | 2480 | -2.8 | -3.1123 | 24.8 | -3.4092
[12 empty] | 2481 | -2.8 | -3.1123 | 24.81 | -3.84
[12 empty] | 2482 | -3.6 | -3.9123 | 24.82 | -4.2539
[12 empty] | 2483 | -3.6 | -3.9123 | 24.83 | -4.6488
[12 empty] | 2484 | -4 | -4.3123 | 24.84 | -5.0232
[12 empty] | 2485 | -4.4 | -4.7123 | 24.85 | -5.3754
[12 empty] | 2486 | -4.4 | -4.7123 | 24.86 | -5.7038
[12 empty] | 2487 | -5.2 | -5.5123 | 24.87 | -6.0071
[12 empty] | 2488 | -5.2 | -5.5123 | 24.88 | -6.2838
[12 empty] | 2489 | -5.6 | -5.9123 | 24.89 | -6.5329
[12 empty] | 2490 | -6 | -6.3123 | 24.9 | -6.7531
[12 empty] | 2491 | -6 | -6.3123 | 24.91 | -6.9436
[12 empty] | 2492 | -6 | -6.3123 | 24.92 | -7.1035
[12 empty] | 2493 | -6.4 | -6.7123 | 24.93 | -7.2321
[12 empty] | 2494 | -6.8 | -7.1123 | 24.94 | -7.329
[12 empty] | 2495 | -6.4 | -6.7123 | 24.95 | -7.3936
[12 empty] | 2496 | -6.4 | -6.7123 | 24.96 | -7.4257
[12 empty] | 2497 | -6.4 | -6.7123 | 24.97 | -7.4251
[12 empty] | 2498 | -6.8 | -7.1123 | 24.98 | -7.392
[12 empty] | 2499 | -6.4 | -6.7123 | 24.99 | -7.3264
[12 empty] | 2500 | -6.4 | -6.7123 | 25 | -7.2286
[12 empty] | 2501 | -6 | -6.3123 | 25.01 | -7.0991
[12 empty] | 2502 | -6.4 | -6.7123 | 25.02 | -6.9385
[12 empty] | 2503 | -6 | -6.3123 | 25.03 | -6.7475
[12 empty] | 2504 | -6 | -6.3123 | 25.04 | -6.527
[12 empty] | 2505 | -5.6 | -5.9123 | 25.05 | -6.2778
[12 empty] | 2506 | -5.2 | -5.5123 | 25.06 | -6.0012
[12 empty] | 2507 | -5.2 | -5.5123 | 25.07 | -5.6983
[12 empty] | 2508 | -4.8 | -5.1123 | 25.08 | -5.3705
[12 empty] | 2509 | -4.4 | -4.7123 | 25.09 | -5.0192
[12 empty] | 2510 | -3.6 | -3.9123 | 25.1 | -4.6461
[12 empty] | 2511 | -3.6 | -3.9123 | 25.11 | -4.2527
[12 empty] | 2512 | -3.6 | -3.9123 | 25.12 | -3.8407
[12 empty] | 2513 | -2.8 | -3.1123 | 25.13 | -3.4121
[12 empty] | 2514 | -2 | -2.3123 | 25.14 | -2.9686
[12 empty] | 2515 | -2 | -2.3123 | 25.15 | -2.5123
[12 empty] | 2516 | -1.6 | -1.9123 | 25.16 | -2.0451
[12 empty] | 2517 | -1.2 | -1.5123 | 25.17 | -1.5691
[12 empty] | 2518 | -0.4 | -0.71232 | 25.18 | -1.0864
[12 empty] | 2519 | -0.4 | -0.71232 | 25.19 | -0.59918
[12 empty] | 2520 | -0.4 | -0.71232 | 25.2 | -0.10948
[12 empty] | 2521 | 0.8 | 0.48768 | 25.21 | 0.38051
[12 empty] | 2522 | 1.2 | 0.88768 | 25.22 | 0.86863
[12 empty] | 2523 | 1.6 | 1.2877 | 25.23 | 1.3527
[12 empty] | 2524 | 2 | 1.6877 | 25.24 | 1.8307
[12 empty] | 2525 | 2.4 | 2.0877 | 25.25 | 2.3005
[12 empty] | 2526 | 2.8 | 2.4877 | 25.26 | 2.7599
[12 empty] | 2527 | 3.2 | 2.8877 | 25.27 | 3.2071
[12 empty] | 2528 | 3.6 | 3.2877 | 25.28 | 3.64
[12 empty] | 2529 | 4.4 | 4.0877 | 25.29 | 4.0567
[12 empty] | 2530 | 4.4 | 4.0877 | 25.3 | 4.4554
[12 empty] | 2531 | 4.8 | 4.4877 | 25.31 | 4.8344
[12 empty] | 2532 | 5.2 | 4.8877 | 25.32 | 5.1921
[12 empty] | 2533 | 5.6 | 5.2877 | 25.33 | 5.5267
[12 empty] | 2534 | 5.6 | 5.2877 | 25.34 | 5.837
[12 empty] | 2535 | 6 | 5.6877 | 25.35 | 6.1215
[12 empty] | 2536 | 6.4 | 6.0877 | 25.36 | 6.379
[12 empty] | 2537 | 6.4 | 6.0877 | 25.37 | 6.6084
[12 empty] | 2538 | 6.8 | 6.4877 | 25.38 | 6.8087
[12 empty] | 2539 | 6.8 | 6.4877 | 25.39 | 6.979
[12 empty] | 2540 | 6.8 | 6.4877 | 25.4 | 7.1185
[12 empty] | 2541 | 7.2 | 6.8877 | 25.41 | 7.2268
[12 empty] | 2542 | 7.2 | 6.8877 | 25.42 | 7.3032
[12 empty] | 2543 | 7.6 | 7.2877 | 25.43 | 7.3475
[12 empty] | 2544 | 7.2 | 6.8877 | 25.44 | 7.3596
[12 empty] | 2545 | 7.2 | 6.8877 | 25.45 | 7.3393
[12 empty] | 2546 | 7.2 | 6.8877 | 25.46 | 7.2868
[12 empty] | 2547 | 7.2 | 6.8877 | 25.47 | 7.2023
[12 empty] | 2548 | 7.2 | 6.8877 | 25.48 | 7.0862
[12 empty] | 2549 | 6.8 | 6.4877 | 25.49 | 6.939
[12 empty] | 2550 | 6.8 | 6.4877 | 25.5 | 6.7614
[12 empty] | 2551 | 6.8 | 6.4877 | 25.51 | 6.5542
[12 empty] | 2552 | 6.4 | 6.0877 | 25.52 | 6.3183
[12 empty] | 2553 | 6 | 5.6877 | 25.53 | 6.0547
[12 empty] | 2554 | 6 | 5.6877 | 25.54 | 5.7646
[12 empty] | 2555 | 5.6 | 5.2877 | 25.55 | 5.4493
[12 empty] | 2556 | 5.2 | 4.8877 | 25.56 | 5.1102
[12 empty] | 2557 | 4.4 | 4.0877 | 25.57 | 4.7488
[12 empty] | 2558 | 4.4 | 4.0877 | 25.58 | 4.3667
[12 empty] | 2559 | 4 | 3.6877 | 25.59 | 3.9655
[12 empty] | 2560 | 3.6 | 3.2877 | 25.6 | 3.5471
[12 empty] | 2561 | 3.2 | 2.8877 | 25.61 | 3.1133
[12 empty] | 2562 | 2.8 | 2.4877 | 25.62 | 2.6659
[12 empty] | 2563 | 2.4 | 2.0877 | 25.63 | 2.2071
[12 empty] | 2564 | 2.4 | 2.0877 | 25.64 | 1.7387
[12 empty] | 2565 | 1.2 | 0.88768 | 25.65 | 1.2629
[12 empty] | 2566 | 1.2 | 0.88768 | 25.66 | 0.78171
[12 empty] | 2567 | 0.8 | 0.48768 | 25.67 | 0.29728
[12 empty] | 2568 | 0.4 | 0.08768 | 25.68 | -0.18826
[12 empty] | 2569 | -0.4 | -0.71232 | 25.69 | -0.67278
[12 empty] | 2570 | -0.4 | -0.71232 | 25.7 | -1.1541
[12 empty] | 2571 | -1.2 | -1.5123 | 25.71 | -1.6303
[12 empty] | 2572 | -1.2 | -1.5123 | 25.72 | -2.099
[12 empty] | 2573 | -2 | -2.3123 | 25.73 | -2.5584
[12 empty] | 2574 | -2.4 | -2.7123 | 25.74 | -3.0063
[12 empty] | 2575 | -2.8 | -3.1123 | 25.75 | -3.4409
[12 empty] | 2576 | -3.2 | -3.5123 | 25.76 | -3.8601
[12 empty] | 2577 | -3.6 | -3.9123 | 25.77 | -4.2623
[12 empty] | 2578 | -4 | -4.3123 | 25.78 | -4.6455
[12 empty] | 2579 | -4 | -4.3123 | 25.79 | -5.0082
[12 empty] | 2580 | -4.4 | -4.7123 | 25.8 | -5.3488
[12 empty] | 2581 | -4.8 | -5.1123 | 25.81 | -5.6657
[12 empty] | 2582 | -5.2 | -5.5123 | 25.82 | -5.9577
[12 empty] | 2583 | -5.2 | -5.5123 | 25.83 | -6.2233
[12 empty] | 2584 | -5.6 | -5.9123 | 25.84 | -6.4615
[12 empty] | 2585 | -5.6 | -5.9123 | 25.85 | -6.6712
[12 empty] | 2586 | -6 | -6.3123 | 25.86 | -6.8515
[12 empty] | 2587 | -6.4 | -6.7123 | 25.87 | -7.0017
[12 empty] | 2588 | -6 | -6.3123 | 25.88 | -7.1211
[12 empty] | 2589 | -6.4 | -6.7123 | 25.89 | -7.2091
[12 empty] | 2590 | -6.4 | -6.7123 | 25.9 | -7.2654
[12 empty] | 2591 | -6 | -6.3123 | 25.91 | -7.2898
[12 empty] | 2592 | -6.4 | -6.7123 | 25.92 | -7.2822
[12 empty] | 2593 | -6 | -6.3123 | 25.93 | -7.2425
[12 empty] | 2594 | -6.8 | -7.1123 | 25.94 | -7.1711
[12 empty] | 2595 | -6 | -6.3123 | 25.95 | -7.0682
[12 empty] | 2596 | -6.4 | -6.7123 | 25.96 | -6.9343
[12 empty] | 2597 | -5.6 | -5.9123 | 25.97 | -6.77
[12 empty] | 2598 | -5.2 | -5.5123 | 25.98 | -6.5761
[12 empty] | 2599 | -5.2 | -5.5123 | 25.99 | -6.3533
[12 empty] | 2600 | -5.2 | -5.5123 | 26 | -6.1027
[12 empty] | 2601 | -5.2 | -5.5123 | 26.01 | -5.8254
[12 empty] | 2602 | -4.8 | -5.1123 | 26.02 | -5.5226
[12 empty] | 2603 | -4.4 | -4.7123 | 26.03 | -5.1957
[12 empty] | 2604 | -4 | -4.3123 | 26.04 | -4.8461
[12 empty] | 2605 | -3.6 | -3.9123 | 26.05 | -4.4753
[12 empty] | 2606 | -3.2 | -3.5123 | 26.06 | -4.085
[12 empty] | 2607 | -2.8 | -3.1123 | 26.07 | -3.677
[12 empty] | 2608 | -2.4 | -2.7123 | 26.08 | -3.2529
[12 empty] | 2609 | -2.4 | -2.7123 | 26.09 | -2.8148
[12 empty] | 2610 | -2 | -2.3123 | 26.1 | -2.3644
[12 empty] | 2611 | -1.6 | -1.9123 | 26.11 | -1.9039
[12 empty] | 2612 | -0.8 | -1.1123 | 26.12 | -1.4351
[12 empty] | 2613 | -0.8 | -1.1123 | 26.13 | -0.96027
[12 empty] | 2614 | 0 | -0.31232 | 26.14 | -0.48138
[12 empty] | 2615 | 0.4 | 0.08768 | 26.15 | -0.00057262
[12 empty] | 2616 | 0.8 | 0.48768 | 26.16 | 0.48005
[12 empty] | 2617 | 1.2 | 0.88768 | 26.17 | 0.95837
[12 empty] | 2618 | 1.2 | 0.88768 | 26.18 | 1.4323
[12 empty] | 2619 | 1.6 | 1.2877 | 26.19 | 1.8997
[12 empty] | 2620 | 2.8 | 2.4877 | 26.2 | 2.3587
[12 empty] | 2621 | 2.8 | 2.4877 | 26.21 | 2.807
[12 empty] | 2622 | 2.8 | 2.4877 | 26.22 | 3.2429
[12 empty] | 2623 | 3.6 | 3.2877 | 26.23 | 3.6643
[12 empty] | 2624 | 4.4 | 4.0877 | 26.24 | 4.0695
[12 empty] | 2625 | 4.4 | 4.0877 | 26.25 | 4.4567
[12 empty] | 2626 | 4.4 | 4.0877 | 26.26 | 4.8241
[12 empty] | 2627 | 5.2 | 4.8877 | 26.27 | 5.1702
[12 empty] | 2628 | 5.6 | 5.2877 | 26.28 | 5.4934
[12 empty] | 2629 | 6 | 5.6877 | 26.29 | 5.7924
[12 empty] | 2630 | 6 | 5.6877 | 26.3 | 6.0658
[12 empty] | 2631 | 6 | 5.6877 | 26.31 | 6.3125
[12 empty] | 2632 | 6.4 | 6.0877 | 26.32 | 6.5313
[12 empty] | 2633 | 6.4 | 6.0877 | 26.33 | 6.7214
[12 empty] | 2634 | 6.8 | 6.4877 | 26.34 | 6.8818
[12 empty] | 2635 | 6.8 | 6.4877 | 26.35 | 7.012
[12 empty] | 2636 | 7.2 | 6.8877 | 26.36 | 7.1113
[12 empty] | 2637 | 7.2 | 6.8877 | 26.37 | 7.1794
[12 empty] | 2638 | 7.2 | 6.8877 | 26.38 | 7.2159
[12 empty] | 2639 | 7.2 | 6.8877 | 26.39 | 7.2206
[12 empty] | 2640 | 7.2 | 6.8877 | 26.4 | 7.1937
[12 empty] | 2641 | 6.8 | 6.4877 | 26.41 | 7.1352
[12 empty] | 2642 | 6.8 | 6.4877 | 26.42 | 7.0453
[12 empty] | 2643 | 6.8 | 6.4877 | 26.43 | 6.9246
[12 empty] | 2644 | 6.8 | 6.4877 | 26.44 | 6.7734
[12 empty] | 2645 | 6.4 | 6.0877 | 26.45 | 6.5926
[12 empty] | 2646 | 6.4 | 6.0877 | 26.46 | 6.3829
[12 empty] | 2647 | 6 | 5.6877 | 26.47 | 6.1453
[12 empty] | 2648 | 6 | 5.6877 | 26.48 | 5.8807
[12 empty] | 2649 | 5.6 | 5.2877 | 26.49 | 5.5904
[12 empty] | 2650 | 5.2 | 4.8877 | 26.5 | 5.2757
[12 empty] | 2651 | 4.8 | 4.4877 | 26.51 | 4.9379
[12 empty] | 2652 | 4.4 | 4.0877 | 26.52 | 4.5786
[12 empty] | 2653 | 4.4 | 4.0877 | 26.53 | 4.1993
[12 empty] | 2654 | 4 | 3.6877 | 26.54 | 3.8017
[12 empty] | 2655 | 3.6 | 3.2877 | 26.55 | 3.3876
[12 empty] | 2656 | 2.8 | 2.4877 | 26.56 | 2.9588
[12 empty] | 2657 | 2.4 | 2.0877 | 26.57 | 2.5171
[12 empty] | 2658 | 2.4 | 2.0877 | 26.58 | 2.0645
[12 empty] | 2659 | 2 | 1.6877 | 26.59 | 1.6031
[12 empty] | 2660 | 1.2 | 0.88768 | 26.6 | 1.1348
[12 empty] | 2661 | 1.2 | 0.88768 | 26.61 | 0.66172
[12 empty] | 2662 | 0.8 | 0.48768 | 26.62 | 0.18591
[12 empty] | 2663 | 0.4 | 0.08768 | 26.63 | -0.29053
[12 empty] | 2664 | -0.4 | -0.71232 | 26.64 | -0.76551
[12 empty] | 2665 | -0.4 | -0.71232 | 26.65 | -1.2369
[12 empty] | 2666 | -1.2 | -1.5123 | 26.66 | -1.7027
[12 empty] | 2667 | -1.6 | -1.9123 | 26.67 | -2.1609
[12 empty] | 2668 | -2 | -2.3123 | 26.68 | -2.6093
[12 empty] | 2669 | -2.4 | -2.7123 | 26.69 | -3.0462
[12 empty] | 2670 | -2.8 | -3.1123 | 26.7 | -3.4694
[12 empty] | 2671 | -3.6 | -3.9123 | 26.71 | -3.8773
[12 empty] | 2672 | -4 | -4.3123 | 26.72 | -4.268
[12 empty] | 2673 | -3.6 | -3.9123 | 26.73 | -4.6397
[12 empty] | 2674 | -4 | -4.3123 | 26.74 | -4.991
[12 empty] | 2675 | -4.8 | -5.1123 | 26.75 | -5.3202
[12 empty] | 2676 | -4.8 | -5.1123 | 26.76 | -5.6258
[12 empty] | 2677 | -5.2 | -5.5123 | 26.77 | -5.9067
[12 empty] | 2678 | -5.2 | -5.5123 | 26.78 | -6.1615
[12 empty] | 2679 | -5.6 | -5.9123 | 26.79 | -6.3891
[12 empty] | 2680 | -6 | -6.3123 | 26.8 | -6.5886
[12 empty] | 2681 | -5.6 | -5.9123 | 26.81 | -6.759
[12 empty] | 2682 | -6 | -6.3123 | 26.82 | -6.8997
[12 empty] | 2683 | -6 | -6.3123 | 26.83 | -7.0101
[12 empty] | 2684 | -6 | -6.3123 | 26.84 | -7.0896
[12 empty] | 2685 | -6.4 | -6.7123 | 26.85 | -7.1379
[12 empty] | 2686 | -6 | -6.3123 | 26.86 | -7.1549
[12 empty] | 2687 | -6.4 | -6.7123 | 26.87 | -7.1404
[12 empty] | 2688 | -6.4 | -6.7123 | 26.88 | -7.0946
[12 empty] | 2689 | -5.6 | -5.9123 | 26.89 | -7.0176
[12 empty] | 2690 | -6 | -6.3123 | 26.9 | -6.9098
[12 empty] | 2691 | -6 | -6.3123 | 26.91 | -6.7717
[12 empty] | 2692 | -5.6 | -5.9123 | 26.92 | -6.6039
[12 empty] | 2693 | -5.2 | -5.5123 | 26.93 | -6.4072
[12 empty] | 2694 | -5.2 | -5.5123 | 26.94 | -6.1825
[12 empty] | 2695 | -5.2 | -5.5123 | 26.95 | -5.9306
[12 empty] | 2696 | -5.2 | -5.5123 | 26.96 | -5.6528
[12 empty] | 2697 | -4.4 | -4.7123 | 26.97 | -5.3503
[12 empty] | 2698 | -4 | -4.3123 | 26.98 | -5.0244
[12 empty] | 2699 | -3.6 | -3.9123 | 26.99 | -4.6766
[12 empty] | 2700 | -3.6 | -3.9123 | 27 | -4.3084
[12 empty] | 2701 | -3.6 | -3.9123 | 27.01 | -3.9213
[12 empty] | 2702 | -2.8 | -3.1123 | 27.02 | -3.5173
[12 empty] | 2703 | -2.4 | -2.7123 | 27.03 | -3.0979
[12 empty] | 2704 | -2 | -2.3123 | 27.04 | -2.6651
[12 empty] | 2705 | -2 | -2.3123 | 27.05 | -2.2207
[12 empty] | 2706 | -0.8 | -1.1123 | 27.06 | -1.7668
[12 empty] | 2707 | -0.8 | -1.1123 | 27.07 | -1.3053
[12 empty] | 2708 | -0.4 | -0.71232 | 27.08 | -0.83823
[12 empty] | 2709 | -0.4 | -0.71232 | 27.09 | -0.36768
[12 empty] | 2710 | 0.4 | 0.08768 | 27.1 | 0.1043
[12 empty] | 2711 | 0.8 | 0.48768 | 27.11 | 0.57564
[12 empty] | 2712 | 1.2 | 0.88768 | 27.12 | 1.0443
[12 empty] | 2713 | 1.6 | 1.2877 | 27.13 | 1.5081
[12 empty] | 2714 | 2.4 | 2.0877 | 27.14 | 1.9651
[12 empty] | 2715 | 2.4 | 2.0877 | 27.15 | 2.4134
[12 empty] | 2716 | 2.8 | 2.4877 | 27.16 | 2.8508
[12 empty] | 2717 | 3.6 | 3.2877 | 27.17 | 3.2756
[12 empty] | 2718 | 4 | 3.6877 | 27.18 | 3.6858
[12 empty] | 2719 | 4.4 | 4.0877 | 27.19 | 4.0796
[12 empty] | 2720 | 4.4 | 4.0877 | 27.2 | 4.4554
[12 empty] | 2721 | 4.8 | 4.4877 | 27.21 | 4.8114
[12 empty] | 2722 | 5.2 | 4.8877 | 27.22 | 5.1462
[12 empty] | 2723 | 5.6 | 5.2877 | 27.23 | 5.4582
[12 empty] | 2724 | 6 | 5.6877 | 27.24 | 5.7461
[12 empty] | 2725 | 6 | 5.6877 | 27.25 | 6.0087
[12 empty] | 2726 | 6 | 5.6877 | 27.26 | 6.2448
[12 empty] | 2727 | 6 | 5.6877 | 27.27 | 6.4534
[12 empty] | 2728 | 6.4 | 6.0877 | 27.28 | 6.6335
[12 empty] | 2729 | 6.4 | 6.0877 | 27.29 | 6.7844
[12 empty] | 2730 | 6.8 | 6.4877 | 27.3 | 6.9055
[12 empty] | 2731 | 6.8 | 6.4877 | 27.31 | 6.9962
[12 empty] | 2732 | 6.8 | 6.4877 | 27.32 | 7.0561
[12 empty] | 2733 | 6.8 | 6.4877 | 27.33 | 7.085
[12 empty] | 2734 | 7.2 | 6.8877 | 27.34 | 7.0828
[12 empty] | 2735 | 6.8 | 6.4877 | 27.35 | 7.0494
[12 empty] | 2736 | 6.8 | 6.4877 | 27.36 | 6.9851
[12 empty] | 2737 | 6.4 | 6.0877 | 27.37 | 6.8902
[12 empty] | 2738 | 6.8 | 6.4877 | 27.38 | 6.765
[12 empty] | 2739 | 6.4 | 6.0877 | 27.39 | 6.6102
[12 empty] | 2740 | 6.4 | 6.0877 | 27.4 | 6.4263
[12 empty] | 2741 | 6 | 5.6877 | 27.41 | 6.2144
[12 empty] | 2742 | 6 | 5.6877 | 27.42 | 5.9752
[12 empty] | 2743 | 6 | 5.6877 | 27.43 | 5.7099
[12 empty] | 2744 | 5.2 | 4.8877 | 27.44 | 5.4196
[12 empty] | 2745 | 5.2 | 4.8877 | 27.45 | 5.1056
[12 empty] | 2746 | 4.4 | 4.0877 | 27.46 | 4.7693
[12 empty] | 2747 | 4.4 | 4.0877 | 27.47 | 4.4122
[12 empty] | 2748 | 4 | 3.6877 | 27.48 | 4.0358
[12 empty] | 2749 | 4 | 3.6877 | 27.49 | 3.6419
[12 empty] | 2750 | 3.6 | 3.2877 | 27.5 | 3.2321
[12 empty] | 2751 | 2.8 | 2.4877 | 27.51 | 2.8083
[12 empty] | 2752 | 2.8 | 2.4877 | 27.52 | 2.3723
[12 empty] | 2753 | 2 | 1.6877 | 27.53 | 1.9261
[12 empty] | 2754 | 2 | 1.6877 | 27.54 | 1.4716
[12 empty] | 2755 | 1.2 | 0.88768 | 27.55 | 1.0108
[12 empty] | 2756 | 0.8 | 0.48768 | 27.56 | 0.54581
[12 empty] | 2757 | 0.8 | 0.48768 | 27.57 | 0.078559
[12 empty] | 2758 | 0.4 | 0.08768 | 27.58 | -0.38885
[12 empty] | 2759 | -0.4 | -0.71232 | 27.59 | -0.85437
[12 empty] | 2760 | -0.4 | -0.71232 | 27.6 | -1.3159
[12 empty] | 2761 | -1.2 | -1.5123 | 27.61 | -1.7716
[12 empty] | 2762 | -1.6 | -1.9123 | 27.62 | -2.2192
[12 empty] | 2763 | -2 | -2.3123 | 27.63 | -2.6569
[12 empty] | 2764 | -2.4 | -2.7123 | 27.64 | -3.0828
[12 empty] | 2765 | -2.8 | -3.1123 | 27.65 | -3.495
[12 empty] | 2766 | -3.6 | -3.9123 | 27.66 | -3.8917
[12 empty] | 2767 | -3.6 | -3.9123 | 27.67 | -4.2711
[12 empty] | 2768 | -3.6 | -3.9123 | 27.68 | -4.6316
[12 empty] | 2769 | -4 | -4.3123 | 27.69 | -4.9716
[12 empty] | 2770 | -4 | -4.3123 | 27.7 | -5.2896
[12 empty] | 2771 | -5.2 | -5.5123 | 27.71 | -5.5843
[12 empty] | 2772 | -5.2 | -5.5123 | 27.72 | -5.8543
[12 empty] | 2773 | -5.2 | -5.5123 | 27.73 | -6.0985
[12 empty] | 2774 | -5.6 | -5.9123 | 27.74 | -6.3158
[12 empty] | 2775 | -5.6 | -5.9123 | 27.75 | -6.5053
[12 empty] | 2776 | -5.6 | -5.9123 | 27.76 | -6.6662
[12 empty] | 2777 | -6 | -6.3123 | 27.77 | -6.7977
[12 empty] | 2778 | -6 | -6.3123 | 27.78 | -6.8993
[12 empty] | 2779 | -6 | -6.3123 | 27.79 | -6.9705
[12 empty] | 2780 | -6 | -6.3123 | 27.8 | -7.0111
[12 empty] | 2781 | -6 | -6.3123 | 27.81 | -7.0209
[12 empty] | 2782 | -6.4 | -6.7123 | 27.82 | -6.9999
[12 empty] | 2783 | -6 | -6.3123 | 27.83 | -6.9481
[12 empty] | 2784 | -6 | -6.3123 | 27.84 | -6.8658
[12 empty] | 2785 | -5.6 | -5.9123 | 27.85 | -6.7534
[12 empty] | 2786 | -6 | -6.3123 | 27.86 | -6.6113
[12 empty] | 2787 | -5.6 | -5.9123 | 27.87 | -6.4403
[12 empty] | 2788 | -5.2 | -5.5123 | 27.88 | -6.2411
[12 empty] | 2789 | -4.8 | -5.1123 | 27.89 | -6.0145
[12 empty] | 2790 | -5.2 | -5.5123 | 27.9 | -5.7616
[12 empty] | 2791 | -4.4 | -4.7123 | 27.91 | -5.4835
[12 empty] | 2792 | -4.4 | -4.7123 | 27.92 | -5.1814
[12 empty] | 2793 | -4 | -4.3123 | 27.93 | -4.8567
[12 empty] | 2794 | -3.6 | -3.9123 | 27.94 | -4.5108
[12 empty] | 2795 | -3.2 | -3.5123 | 27.95 | -4.1452
[12 empty] | 2796 | -2.8 | -3.1123 | 27.96 | -3.7615
[12 empty] | 2797 | -2.4 | -2.7123 | 27.97 | -3.3615
[12 empty] | 2798 | -2.4 | -2.7123 | 27.98 | -2.9468
[12 empty] | 2799 | -2 | -2.3123 | 27.99 | -2.5194
[12 empty] | 2800 | -1.2 | -1.5123 | 28 | -2.0811
[12 empty] | 2801 | -1.2 | -1.5123 | 28.01 | -1.6338
[12 empty] | 2802 | -0.8 | -1.1123 | 28.02 | -1.1795
[12 empty] | 2803 | -0.4 | -0.71232 | 28.03 | -0.72024
[12 empty] | 2804 | 0.4 | 0.08768 | 28.04 | -0.25798
[12 empty] | 2805 | 0.8 | 0.48768 | 28.05 | 0.20523
[12 empty] | 2806 | 0.8 | 0.48768 | 28.06 | 0.66736
[12 empty] | 2807 | 1.2 | 0.88768 | 28.07 | 1.1264
[12 empty] | 2808 | 1.6 | 1.2877 | 28.08 | 1.5803
[12 empty] | 2809 | 2.4 | 2.0877 | 28.09 | 2.027
[12 empty] | 2810 | 2.8 | 2.4877 | 28.1 | 2.4647
[12 empty] | 2811 | 3.2 | 2.8877 | 28.11 | 2.8914
[12 empty] | 2812 | 3.6 | 3.2877 | 28.12 | 3.3052
[12 empty] | 2813 | 4 | 3.6877 | 28.13 | 3.7043
[12 empty] | 2814 | 4 | 3.6877 | 28.14 | 4.087
[12 empty] | 2815 | 4.4 | 4.0877 | 28.15 | 4.4516
[12 empty] | 2816 | 4.4 | 4.0877 | 28.16 | 4.7965
[12 empty] | 2817 | 5.2 | 4.8877 | 28.17 | 5.1202
[12 empty] | 2818 | 5.2 | 4.8877 | 28.18 | 5.4213
[12 empty] | 2819 | 5.6 | 5.2877 | 28.19 | 5.6984
[12 empty] | 2820 | 6 | 5.6877 | 28.2 | 5.9504
[12 empty] | 2821 | 6 | 5.6877 | 28.21 | 6.1762
[12 empty] | 2822 | 6 | 5.6877 | 28.22 | 6.3747
[12 empty] | 2823 | 6 | 5.6877 | 28.23 | 6.5452
[12 empty] | 2824 | 6.4 | 6.0877 | 28.24 | 6.6868
[12 empty] | 2825 | 6.8 | 6.4877 | 28.25 | 6.799
[12 empty] | 2826 | 6.8 | 6.4877 | 28.26 | 6.8814
[12 empty] | 2827 | 6.8 | 6.4877 | 28.27 | 6.9334
[12 empty] | 2828 | 6.8 | 6.4877 | 28.28 | 6.955
[12 empty] | 2829 | 6.8 | 6.4877 | 28.29 | 6.946
[12 empty] | 2830 | 6.8 | 6.4877 | 28.3 | 6.9065
[12 empty] | 2831 | 6.8 | 6.4877 | 28.31 | 6.8367
[12 empty] | 2832 | 6.4 | 6.0877 | 28.32 | 6.7369
[12 empty] | 2833 | 6.4 | 6.0877 | 28.33 | 6.6075
[12 empty] | 2834 | 6 | 5.6877 | 28.34 | 6.4492
[12 empty] | 2835 | 6 | 5.6877 | 28.35 | 6.2626
[12 empty] | 2836 | 6 | 5.6877 | 28.36 | 6.0486
[12 empty] | 2837 | 5.6 | 5.2877 | 28.37 | 5.8081
[12 empty] | 2838 | 6 | 5.6877 | 28.38 | 5.5421
[12 empty] | 2839 | 5.2 | 4.8877 | 28.39 | 5.252
[12 empty] | 2840 | 4.8 | 4.4877 | 28.4 | 4.9389
[12 empty] | 2841 | 4.4 | 4.0877 | 28.41 | 4.6042
[12 empty] | 2842 | 4.4 | 4.0877 | 28.42 | 4.2494
[12 empty] | 2843 | 4 | 3.6877 | 28.43 | 3.8761
[12 empty] | 2844 | 3.6 | 3.2877 | 28.44 | 3.4859
[12 empty] | 2845 | 3.2 | 2.8877 | 28.45 | 3.0806
[12 empty] | 2846 | 2.8 | 2.4877 | 28.46 | 2.6619
[12 empty] | 2847 | 2.4 | 2.0877 | 28.47 | 2.2316
[12 empty] | 2848 | 2 | 1.6877 | 28.48 | 1.7918
[12 empty] | 2849 | 1.2 | 0.88768 | 28.49 | 1.3442
[12 empty] | 2850 | 1.2 | 0.88768 | 28.5 | 0.89091
[12 empty] | 2851 | 0.8 | 0.48768 | 28.51 | 0.43389
[12 empty] | 2852 | 0.4 | 0.08768 | 28.52 | -0.024859
[12 empty] | 2853 | -0.4 | -0.71232 | 28.53 | -0.48331
[12 empty] | 2854 | -0.4 | -0.71232 | 28.54 | -0.93946
[12 empty] | 2855 | -0.8 | -1.1123 | 28.55 | -1.3913
[12 empty] | 2856 | -1.6 | -1.9123 | 28.56 | -1.8369
[12 empty] | 2857 | -1.6 | -1.9123 | 28.57 | -2.2742
[12 empty] | 2858 | -2 | -2.3123 | 28.58 | -2.7013
[12 empty] | 2859 | -2.4 | -2.7123 | 28.59 | -3.1164
[12 empty] | 2860 | -2.4 | -2.7123 | 28.6 | -3.5177
[12 empty] | 2861 | -2.8 | -3.1123 | 28.61 | -3.9033
[12 empty] | 2862 | -3.6 | -3.9123 | 28.62 | -4.2716
[12 empty] | 2863 | -4 | -4.3123 | 28.63 | -4.6211
[12 empty] | 2864 | -4.4 | -4.7123 | 28.64 | -4.9501
[12 empty] | 2865 | -4.8 | -5.1123 | 28.65 | -5.2572
[12 empty] | 2866 | -4.8 | -5.1123 | 28.66 | -5.5411
[12 empty] | 2867 | -5.2 | -5.5123 | 28.67 | -5.8006
[12 empty] | 2868 | -5.2 | -5.5123 | 28.68 | -6.0345
[12 empty] | 2869 | -5.6 | -5.9123 | 28.69 | -6.2417
[12 empty] | 2870 | -5.2 | -5.5123 | 28.7 | -6.4215
[12 empty] | 2871 | -5.6 | -5.9123 | 28.71 | -6.573
[12 empty] | 2872 | -6 | -6.3123 | 28.72 | -6.6956
[12 empty] | 2873 | -6.4 | -6.7123 | 28.73 | -6.7887
[12 empty] | 2874 | -6 | -6.3123 | 28.74 | -6.852
[12 empty] | 2875 | -6 | -6.3123 | 28.75 | -6.8851
[12 empty] | 2876 | -6 | -6.3123 | 28.76 | -6.888
[12 empty] | 2877 | -6.4 | -6.7123 | 28.77 | -6.8606
[12 empty] | 2878 | -6 | -6.3123 | 28.78 | -6.8031
[12 empty] | 2879 | -5.6 | -5.9123 | 28.79 | -6.7157
[12 empty] | 2880 | -5.6 | -5.9123 | 28.8 | -6.5989
[12 empty] | 2881 | -5.6 | -5.9123 | 28.81 | -6.4532
[12 empty] | 2882 | -5.6 | -5.9123 | 28.82 | -6.2791
[12 empty] | 2883 | -5.2 | -5.5123 | 28.83 | -6.0775
[12 empty] | 2884 | -5.2 | -5.5123 | 28.84 | -5.8494
[12 empty] | 2885 | -5.2 | -5.5123 | 28.85 | -5.5956
[12 empty] | 2886 | -4.4 | -4.7123 | 28.86 | -5.3173
[12 empty] | 2887 | -4.4 | -4.7123 | 28.87 | -5.0158
[12 empty] | 2888 | -4 | -4.3123 | 28.88 | -4.6924
[12 empty] | 2889 | -3.6 | -3.9123 | 28.89 | -4.3485
[12 empty] | 2890 | -3.6 | -3.9123 | 28.9 | -3.9857
[12 empty] | 2891 | -2.8 | -3.1123 | 28.91 | -3.6054
[12 empty] | 2892 | -2.4 | -2.7123 | 28.92 | -3.2095
[12 empty] | 2893 | -2 | -2.3123 | 28.93 | -2.7997
[12 empty] | 2894 | -1.6 | -1.9123 | 28.94 | -2.3777
[12 empty] | 2895 | -1.6 | -1.9123 | 28.95 | -1.9454
[12 empty] | 2896 | -1.2 | -1.5123 | 28.96 | -1.5048
[12 empty] | 2897 | -0.8 | -1.1123 | 28.97 | -1.0578
[12 empty] | 2898 | -0.4 | -0.71232 | 28.98 | -0.60622
[12 empty] | 2899 | 0.4 | 0.08768 | 28.99 | -0.1522
[12 empty] | 2900 | 0.4 | 0.08768 | 29 | 0.30231
[12 empty] | 2901 | 0.8 | 0.48768 | 29.01 | 0.75531
[12 empty] | 2902 | 1.2 | 0.88768 | 29.02 | 1.2048
[12 empty] | 2903 | 2 | 1.6877 | 29.03 | 1.6488
[12 empty] | 2904 | 2.4 | 2.0877 | 29.04 | 2.0855
[12 empty] | 2905 | 2.8 | 2.4877 | 29.05 | 2.5127
[12 empty] | 2906 | 2.8 | 2.4877 | 29.06 | 2.9288
[12 empty] | 2907 | 3.2 | 2.8877 | 29.07 | 3.3318
[12 empty] | 2908 | 4 | 3.6877 | 29.08 | 3.7201
[12 empty] | 2909 | 4 | 3.6877 | 29.09 | 4.0918
[12 empty] | 2910 | 4.4 | 4.0877 | 29.1 | 4.4455
[12 empty] | 2911 | 4.8 | 4.4877 | 29.11 | 4.7794
[12 empty] | 2912 | 5.2 | 4.8877 | 29.12 | 5.0923
[12 empty] | 2913 | 5.2 | 4.8877 | 29.13 | 5.3826
[12 empty] | 2914 | 5.2 | 4.8877 | 29.14 | 5.6492
[12 empty] | 2915 | 5.6 | 5.2877 | 29.15 | 5.8909
[12 empty] | 2916 | 6 | 5.6877 | 29.16 | 6.1066
[12 empty] | 2917 | 6 | 5.6877 | 29.17 | 6.2954
[12 empty] | 2918 | 6.4 | 6.0877 | 29.18 | 6.4564
[12 empty] | 2919 | 6.4 | 6.0877 | 29.19 | 6.5891
[12 empty] | 2920 | 6.4 | 6.0877 | 29.2 | 6.6927
[12 empty] | 2921 | 6.4 | 6.0877 | 29.21 | 6.7669
[12 empty] | 2922 | 6.4 | 6.0877 | 29.22 | 6.8114
[12 empty] | 2923 | 6.8 | 6.4877 | 29.23 | 6.8259
[12 empty] | 2924 | 6.4 | 6.0877 | 29.24 | 6.8104
[12 empty] | 2925 | 6.4 | 6.0877 | 29.25 | 6.765
[12 empty] | 2926 | 6.4 | 6.0877 | 29.26 | 6.69
[12 empty] | 2927 | 6.4 | 6.0877 | 29.27 | 6.5855
[12 empty] | 2928 | 6 | 5.6877 | 29.28 | 6.4522
[12 empty] | 2929 | 6 | 5.6877 | 29.29 | 6.2906
[12 empty] | 2930 | 6 | 5.6877 | 29.3 | 6.1014
[12 empty] | 2931 | 6 | 5.6877 | 29.31 | 5.8855
[12 empty] | 2932 | 5.6 | 5.2877 | 29.32 | 5.6439
[12 empty] | 2933 | 5.2 | 4.8877 | 29.33 | 5.3775
[12 empty] | 2934 | 4.8 | 4.4877 | 29.34 | 5.0876
[12 empty] | 2935 | 4.4 | 4.0877 | 29.35 | 4.7755
[12 empty] | 2936 | 4.4 | 4.0877 | 29.36 | 4.4426
[12 empty] | 2937 | 4.4 | 4.0877 | 29.37 | 4.0903
[12 empty] | 2938 | 4 | 3.6877 | 29.38 | 3.7201
[12 empty] | 2939 | 3.6 | 3.2877 | 29.39 | 3.3337
[12 empty] | 2940 | 3.2 | 2.8877 | 29.4 | 2.9329
[12 empty] | 2941 | 2.4 | 2.0877 | 29.41 | 2.5193
[12 empty] | 2942 | 2.8 | 2.4877 | 29.42 | 2.0949
[12 empty] | 2943 | 2 | 1.6877 | 29.43 | 1.6613
[12 empty] | 2944 | 1.2 | 0.88768 | 29.44 | 1.2207
[12 empty] | 2945 | 1.2 | 0.88768 | 29.45 | 0.77491
[12 empty] | 2946 | 0.4 | 0.08768 | 29.46 | 0.32586
[12 empty] | 2947 | 0.4 | 0.08768 | 29.47 | -0.12443
[12 empty] | 2948 | -0.4 | -0.71232 | 29.48 | -0.574
[12 empty] | 2949 | -0.4 | -0.71232 | 29.49 | -1.0209
[12 empty] | 2950 | -1.2 | -1.5123 | 29.5 | -1.4631
[12 empty] | 2951 | -1.2 | -1.5123 | 29.51 | -1.8987
[12 empty] | 2952 | -2 | -2.3123 | 29.52 | -2.3258
[12 empty] | 2953 | -2 | -2.3123 | 29.53 | -2.7425
[12 empty] | 2954 | -2.4 | -2.7123 | 29.54 | -3.147
[12 empty] | 2955 | -2.8 | -3.1123 | 29.55 | -3.5375
[12 empty] | 2956 | -2.8 | -3.1123 | 29.56 | -3.9123
[12 empty] | 2957 | -3.2 | -3.5123 | 29.57 | -4.2698
[12 empty] | 2958 | -3.6 | -3.9123 | 29.58 | -4.6084
[12 empty] | 2959 | -4.4 | -4.7123 | 29.59 | -4.9266
[12 empty] | 2960 | -4.4 | -4.7123 | 29.6 | -5.223
[12 empty] | 2961 | -4.4 | -4.7123 | 29.61 | -5.4964
[12 empty] | 2962 | -5.2 | -5.5123 | 29.62 | -5.7456
[12 empty] | 2963 | -5.2 | -5.5123 | 29.63 | -5.9694
[12 empty] | 2964 | -5.2 | -5.5123 | 29.64 | -6.1669
[12 empty] | 2965 | -5.2 | -5.5123 | 29.65 | -6.3372
[12 empty] | 2966 | -5.6 | -5.9123 | 29.66 | -6.4796
[12 empty] | 2967 | -6 | -6.3123 | 29.67 | -6.5935
[12 empty] | 2968 | -5.2 | -5.5123 | 29.68 | -6.6784
[12 empty] | 2969 | -6 | -6.3123 | 29.69 | -6.7339
[12 empty] | 2970 | -5.6 | -5.9123 | 29.7 | -6.7599
[12 empty] | 2971 | -6 | -6.3123 | 29.71 | -6.7561
[12 empty] | 2972 | -6 | -6.3123 | 29.72 | -6.7226
[12 empty] | 2973 | -5.6 | -5.9123 | 29.73 | -6.6597
[12 empty] | 2974 | -5.6 | -5.9123 | 29.74 | -6.5675
[12 empty] | 2975 | -5.2 | -5.5123 | 29.75 | -6.4465
[12 empty] | 2976 | -5.2 | -5.5123 | 29.76 | -6.2972
[12 empty] | 2977 | -5.2 | -5.5123 | 29.77 | -6.1203
[12 empty] | 2978 | -5.2 | -5.5123 | 29.78 | -5.9167
[12 empty] | 2979 | -5.2 | -5.5123 | 29.79 | -5.6871
[12 empty] | 2980 | -4.4 | -4.7123 | 29.8 | -5.4326
[12 empty] | 2981 | -4.4 | -4.7123 | 29.81 | -5.1543
[12 empty] | 2982 | -4 | -4.3123 | 29.82 | -4.8536
[12 empty] | 2983 | -3.6 | -3.9123 | 29.83 | -4.5316
[12 empty] | 2984 | -3.6 | -3.9123 | 29.84 | -4.1899
[12 empty] | 2985 | -3.2 | -3.5123 | 29.85 | -3.8298
[12 empty] | 2986 | -2.8 | -3.1123 | 29.86 | -3.4532
[12 empty] | 2987 | -2.4 | -2.7123 | 29.87 | -3.0614
[12 empty] | 2988 | -2 | -2.3123 | 29.88 | -2.6564
[12 empty] | 2989 | -1.6 | -1.9123 | 29.89 | -2.2399
[12 empty] | 2990 | -1.6 | -1.9123 | 29.9 | -1.8137
[12 empty] | 2991 | -0.8 | -1.1123 | 29.91 | -1.3798
[12 empty] | 2992 | -0.4 | -0.71232 | 29.92 | -0.9399
[12 empty] | 2993 | -0.4 | -0.71232 | 29.93 | -0.49607
[12 empty] | 2994 | 0.8 | 0.48768 | 29.94 | -0.050249
[12 empty] | 2995 | 0.8 | 0.48768 | 29.95 | 0.39562
[12 empty] | 2996 | 1.2 | 0.88768 | 29.96 | 0.83957
[12 empty] | 2997 | 1.6 | 1.2877 | 29.97 | 1.2797
[12 empty] | 2998 | 1.6 | 1.2877 | 29.98 | 1.714
[12 empty] | 2999 | 2.4 | 2.0877 | 29.99 | 2.1406
[12 empty] | 3000 | 2.8 | 2.4877 | 30 | 2.5576
[12 empty] | 3001 | 3.2 | 2.8877 | 30.01 | 2.9632
[12 empty] | 3002 | 3.6 | 3.2877 | 30.02 | 3.3556
[12 empty] | 3003 | 4 | 3.6877 | 30.03 | 3.7332
[12 empty] | 3004 | 4 | 3.6877 | 30.04 | 4.0942
[12 empty] | 3005 | 4.8 | 4.4877 | 30.05 | 4.4371
[12 empty] | 3006 | 4.4 | 4.0877 | 30.06 | 4.7603
[12 empty] | 3007 | 4.8 | 4.4877 | 30.07 | 5.0625
[12 empty] | 3008 | 5.6 | 5.2877 | 30.08 | 5.3424
[12 empty] | 3009 | 5.6 | 5.2877 | 30.09 | 5.5987
[12 empty] | 3010 | 6 | 5.6877 | 30.1 | 5.8302
[12 empty] | 3011 | 6 | 5.6877 | 30.11 | 6.0361
[12 empty] | 3012 | 6 | 5.6877 | 30.12 | 6.2154
[12 empty] | 3013 | 6 | 5.6877 | 30.13 | 6.3673
[12 empty] | 3014 | 6.8 | 6.4877 | 30.14 | 6.4912
[12 empty] | 3015 | 6.4 | 6.0877 | 30.15 | 6.5866
[12 empty] | 3016 | 6.4 | 6.0877 | 30.16 | 6.6529
[12 empty] | 3017 | 6.4 | 6.0877 | 30.17 | 6.69
[12 empty] | 3018 | 6.8 | 6.4877 | 30.18 | 6.6977
[12 empty] | 3019 | 6.4 | 6.0877 | 30.19 | 6.676
[12 empty] | 3020 | 6.8 | 6.4877 | 30.2 | 6.625
[12 empty] | 3021 | 6.4 | 6.0877 | 30.21 | 6.5449
[12 empty] | 3022 | 6 | 5.6877 | 30.22 | 6.4361
[12 empty] | 3023 | 6 | 5.6877 | 30.23 | 6.299
[12 empty] | 3024 | 6 | 5.6877 | 30.24 | 6.1343
[12 empty] | 3025 | 6 | 5.6877 | 30.25 | 5.9428
[12 empty] | 3026 | 5.6 | 5.2877 | 30.26 | 5.7252
[12 empty] | 3027 | 5.2 | 4.8877 | 30.27 | 5.4826
[12 empty] | 3028 | 5.6 | 5.2877 | 30.28 | 5.216
[12 empty] | 3029 | 4.8 | 4.4877 | 30.29 | 4.9265
[12 empty] | 3030 | 4.8 | 4.4877 | 30.3 | 4.6156
[12 empty] | 3031 | 4.4 | 4.0877 | 30.31 | 4.2845
[12 empty] | 3032 | 4 | 3.6877 | 30.32 | 3.9347
[12 empty] | 3033 | 4 | 3.6877 | 30.33 | 3.5678
[12 empty] | 3034 | 3.2 | 2.8877 | 30.34 | 3.1853
[12 empty] | 3035 | 2.8 | 2.4877 | 30.35 | 2.789
[12 empty] | 3036 | 2.8 | 2.4877 | 30.36 | 2.3807
[12 empty] | 3037 | 2.4 | 2.0877 | 30.37 | 1.962
[12 empty] | 3038 | 1.6 | 1.2877 | 30.38 | 1.5348
[12 empty] | 3039 | 1.2 | 0.88768 | 30.39 | 1.1011
[12 empty] | 3040 | 0.8 | 0.48768 | 30.4 | 0.66277
[12 empty] | 3041 | 0.8 | 0.48768 | 30.41 | 0.22166
[12 empty] | 3042 | 0 | -0.31232 | 30.42 | -0.22025
[12 empty] | 3043 | -0.4 | -0.71232 | 30.43 | -0.66101
[12 empty] | 3044 | -0.8 | -1.1123 | 30.44 | -1.0987
[12 empty] | 3045 | -0.8 | -1.1123 | 30.45 | -1.5314
[12 empty] | 3046 | -1.2 | -1.5123 | 30.46 | -1.9572
[12 empty] | 3047 | -2 | -2.3123 | 30.47 | -2.3742
[12 empty] | 3048 | -2 | -2.3123 | 30.48 | -2.7806
[12 empty] | 3049 | -2.4 | -2.7123 | 30.49 | -3.1747
[12 empty] | 3050 | -2.8 | -3.1123 | 30.5 | -3.5546
[12 empty] | 3051 | -3.2 | -3.5123 | 30.51 | -3.9188
[12 empty] | 3052 | -3.6 | -3.9123 | 30.52 | -4.2656
[12 empty] | 3053 | -3.6 | -3.9123 | 30.53 | -4.5936
[12 empty] | 3054 | -4 | -4.3123 | 30.54 | -4.9012
[12 empty] | 3055 | -4.4 | -4.7123 | 30.55 | -5.1872
[12 empty] | 3056 | -4.8 | -5.1123 | 30.56 | -5.4503
[12 empty] | 3057 | -5.2 | -5.5123 | 30.57 | -5.6894
[12 empty] | 3058 | -5.2 | -5.5123 | 30.58 | -5.9033
[12 empty] | 3059 | -5.2 | -5.5123 | 30.59 | -6.0913
[12 empty] | 3060 | -5.2 | -5.5123 | 30.6 | -6.2524
[12 empty] | 3061 | -5.6 | -5.9123 | 30.61 | -6.386
[12 empty] | 3062 | -5.6 | -5.9123 | 30.62 | -6.4915
[12 empty] | 3063 | -5.6 | -5.9123 | 30.63 | -6.5684
[12 empty] | 3064 | -5.6 | -5.9123 | 30.64 | -6.6165
[12 empty] | 3065 | -5.6 | -5.9123 | 30.65 | -6.6355
[12 empty] | 3066 | -5.6 | -5.9123 | 30.66 | -6.6253
[12 empty] | 3067 | -5.6 | -5.9123 | 30.67 | -6.586
[12 empty] | 3068 | -5.6 | -5.9123 | 30.68 | -6.5178
[12 empty] | 3069 | -5.6 | -5.9123 | 30.69 | -6.421
[12 empty] | 3070 | -5.2 | -5.5123 | 30.7 | -6.2961
[12 empty] | 3071 | -5.2 | -5.5123 | 30.71 | -6.1435
[12 empty] | 3072 | -5.2 | -5.5123 | 30.72 | -5.964
[12 empty] | 3073 | -4.8 | -5.1123 | 30.73 | -5.7584
[12 empty] | 3074 | -4.8 | -5.1123 | 30.74 | -5.5276
[12 empty] | 3075 | -4.8 | -5.1123 | 30.75 | -5.2726
[12 empty] | 3076 | -4 | -4.3123 | 30.76 | -4.9945
[12 empty] | 3077 | -4 | -4.3123 | 30.77 | -4.6946
[12 empty] | 3078 | -3.6 | -3.9123 | 30.78 | -4.3742
[12 empty] | 3079 | -3.2 | -3.5123 | 30.79 | -4.0347
[12 empty] | 3080 | -3.2 | -3.5123 | 30.8 | -3.6776
[12 empty] | 3081 | -2.8 | -3.1123 | 30.81 | -3.3046
[12 empty] | 3082 | -2.4 | -2.7123 | 30.82 | -2.9171
[12 empty] | 3083 | -2 | -2.3123 | 30.83 | -2.517
[12 empty] | 3084 | -1.2 | -1.5123 | 30.84 | -2.106
[12 empty] | 3085 | -1.2 | -1.5123 | 30.85 | -1.6859
[12 empty] | 3086 | -0.8 | -1.1123 | 30.86 | -1.2586
[12 empty] | 3087 | 0 | -0.31232 | 30.87 | -0.82588
[12 empty] | 3088 | -0.4 | -0.71232 | 30.88 | -0.38973
[12 empty] | 3089 | 0.8 | 0.48768 | 30.89 | 0.047951
[12 empty] | 3090 | 0.8 | 0.48768 | 30.9 | 0.48525
[12 empty] | 3091 | 1.2 | 0.88768 | 30.91 | 0.92025
[12 empty] | 3092 | 1.2 | 0.88768 | 30.92 | 1.351
[12 empty] | 3093 | 2 | 1.6877 | 30.93 | 1.7757
[12 empty] | 3094 | 2.4 | 2.0877 | 30.94 | 2.1924
[12 empty] | 3095 | 2.8 | 2.4877 | 30.95 | 2.5993
[12 empty] | 3096 | 3.2 | 2.8877 | 30.96 | 2.9947
[12 empty] | 3097 | 3.2 | 2.8877 | 30.97 | 3.3767
[12 empty] | 3098 | 4 | 3.6877 | 30.98 | 3.7437
[12 empty] | 3099 | 4 | 3.6877 | 30.99 | 4.0942
[12 empty] | 3100 | 4.4 | 4.0877 | 31 | 4.4265
[12 empty] | 3101 | 4.4 | 4.0877 | 31.01 | 4.7392
[12 empty] | 3102 | 4.8 | 4.4877 | 31.02 | 5.031
[12 empty] | 3103 | 5.2 | 4.8877 | 31.03 | 5.3006
[12 empty] | 3104 | 5.2 | 4.8877 | 31.04 | 5.5468
[12 empty] | 3105 | 6 | 5.6877 | 31.05 | 5.7686
[12 empty] | 3106 | 5.6 | 5.2877 | 31.06 | 5.9649
[12 empty] | 3107 | 6 | 5.6877 | 31.07 | 6.1349
[12 empty] | 3108 | 6 | 5.6877 | 31.08 | 6.278
[12 empty] | 3109 | 6 | 5.6877 | 31.09 | 6.3934
[12 empty] | 3110 | 6.4 | 6.0877 | 31.1 | 6.4806
[12 empty] | 3111 | 6 | 5.6877 | 31.11 | 6.5394
[12 empty] | 3112 | 6 | 5.6877 | 31.12 | 6.5694
[12 empty] | 3113 | 6.4 | 6.0877 | 31.13 | 6.5706
[12 empty] | 3114 | 6 | 5.6877 | 31.14 | 6.5428
[12 empty] | 3115 | 6 | 5.6877 | 31.15 | 6.4864
[12 empty] | 3116 | 6 | 5.6877 | 31.16 | 6.4015
[12 empty] | 3117 | 5.6 | 5.2877 | 31.17 | 6.2885
[12 empty] | 3118 | 6 | 5.6877 | 31.18 | 6.1479
[12 empty] | 3119 | 6 | 5.6877 | 31.19 | 5.9804
[12 empty] | 3120 | 5.6 | 5.2877 | 31.2 | 5.7867
[12 empty] | 3121 | 5.2 | 4.8877 | 31.21 | 5.5676
[12 empty] | 3122 | 5.2 | 4.8877 | 31.22 | 5.3242
[12 empty] | 3123 | 5.2 | 4.8877 | 31.23 | 5.0575
[12 empty] | 3124 | 4.8 | 4.4877 | 31.24 | 4.7686
[12 empty] | 3125 | 4.4 | 4.0877 | 31.25 | 4.459
[12 empty] | 3126 | 4 | 3.6877 | 31.26 | 4.1299
[12 empty] | 3127 | 4 | 3.6877 | 31.27 | 3.7827
[12 empty] | 3128 | 3.6 | 3.2877 | 31.28 | 3.4191
[12 empty] | 3129 | 2.8 | 2.4877 | 31.29 | 3.0406
[12 empty] | 3130 | 2.8 | 2.4877 | 31.3 | 2.649
[12 empty] | 3131 | 2.4 | 2.0877 | 31.31 | 2.2458
[12 empty] | 3132 | 2 | 1.6877 | 31.32 | 1.8329
[12 empty] | 3133 | 1.2 | 0.88768 | 31.33 | 1.4122
[12 empty] | 3134 | 0.8 | 0.48768 | 31.34 | 0.98536
[12 empty] | 3135 | 0.8 | 0.48768 | 31.35 | 0.55441
[12 empty] | 3136 | 0.4 | 0.08768 | 31.36 | 0.12119
[12 empty] | 3137 | 0 | -0.31232 | 31.37 | -0.31239
[12 empty] | 3138 | -0.4 | -0.71232 | 31.38 | -0.74442
[12 empty] | 3139 | -0.4 | -0.71232 | 31.39 | -1.173
[12 empty] | 3140 | -0.8 | -1.1123 | 31.4 | -1.5963
[12 empty] | 3141 | -1.6 | -1.9123 | 31.41 | -2.0124
[12 empty] | 3142 | -2 | -2.3123 | 31.42 | -2.4195
[12 empty] | 3143 | -2 | -2.3123 | 31.43 | -2.8157
[12 empty] | 3144 | -2.4 | -2.7123 | 31.44 | -3.1995
[12 empty] | 3145 | -3.6 | -3.9123 | 31.45 | -3.5691
[12 empty] | 3146 | -3.2 | -3.5123 | 31.46 | -3.9228
[12 empty] | 3147 | -3.6 | -3.9123 | 31.47 | -4.2592
[12 empty] | 3148 | -3.6 | -3.9123 | 31.48 | -4.5767
[12 empty] | 3149 | -4.4 | -4.7123 | 31.49 | -4.874
[12 empty] | 3150 | -4.4 | -4.7123 | 31.5 | -5.1498
[12 empty] | 3151 | -4.8 | -5.1123 | 31.51 | -5.4028
[12 empty] | 3152 | -5.2 | -5.5123 | 31.52 | -5.632
[12 empty] | 3153 | -5.2 | -5.5123 | 31.53 | -5.8364
[12 empty] | 3154 | -5.2 | -5.5123 | 31.54 | -6.0151
[12 empty] | 3155 | -5.2 | -5.5123 | 31.55 | -6.1673
[12 empty] | 3156 | -5.2 | -5.5123 | 31.56 | -6.2923
[12 empty] | 3157 | -5.6 | -5.9123 | 31.57 | -6.3896
[12 empty] | 3158 | -5.6 | -5.9123 | 31.58 | -6.4588
[12 empty] | 3159 | -5.6 | -5.9123 | 31.59 | -6.4997
[12 empty] | 3160 | -5.2 | -5.5123 | 31.6 | -6.5119
[12 empty] | 3161 | -5.6 | -5.9123 | 31.61 | -6.4956
[12 empty] | 3162 | -5.6 | -5.9123 | 31.62 | -6.4507
[12 empty] | 3163 | -5.6 | -5.9123 | 31.63 | -6.3775
[12 empty] | 3164 | -5.2 | -5.5123 | 31.64 | -6.2764
[12 empty] | 3165 | -5.2 | -5.5123 | 31.65 | -6.1477
[12 empty] | 3166 | -5.2 | -5.5123 | 31.66 | -5.992
[12 empty] | 3167 | -5.2 | -5.5123 | 31.67 | -5.8101
[12 empty] | 3168 | -4.8 | -5.1123 | 31.68 | -5.6028
[12 empty] | 3169 | -4.4 | -4.7123 | 31.69 | -5.3709
[12 empty] | 3170 | -4 | -4.3123 | 31.7 | -5.1155
[12 empty] | 3171 | -4 | -4.3123 | 31.71 | -4.8378
[12 empty] | 3172 | -3.6 | -3.9123 | 31.72 | -4.5389
[12 empty] | 3173 | -3.6 | -3.9123 | 31.73 | -4.2202
[12 empty] | 3174 | -2.8 | -3.1123 | 31.74 | -3.8831
[12 empty] | 3175 | -2.8 | -3.1123 | 31.75 | -3.529
[12 empty] | 3176 | -2.4 | -2.7123 | 31.76 | -3.1596
[12 empty] | 3177 | -2 | -2.3123 | 31.77 | -2.7765
[12 empty] | 3178 | -2 | -2.3123 | 31.78 | -2.3813
[12 empty] | 3179 | -1.2 | -1.5123 | 31.79 | -1.9758
[12 empty] | 3180 | -0.8 | -1.1123 | 31.8 | -1.5618
[12 empty] | 3181 | -0.8 | -1.1123 | 31.81 | -1.1412
[12 empty] | 3182 | -0.4 | -0.71232 | 31.82 | -0.71562
[12 empty] | 3183 | 0.4 | 0.08768 | 31.83 | -0.28711
[12 empty] | 3184 | 0.8 | 0.48768 | 31.84 | 0.14249
[12 empty] | 3185 | 1.2 | 0.88768 | 31.85 | 0.57129
[12 empty] | 3186 | 1.2 | 0.88768 | 31.86 | 0.99741
[12 empty] | 3187 | 1.6 | 1.2877 | 31.87 | 1.419
[12 empty] | 3188 | 2.4 | 2.0877 | 31.88 | 1.8342
[12 empty] | 3189 | 2.4 | 2.0877 | 31.89 | 2.2411
[12 empty] | 3190 | 2.8 | 2.4877 | 31.9 | 2.6381
[12 empty] | 3191 | 2.8 | 2.4877 | 31.91 | 3.0233
[12 empty] | 3192 | 3.2 | 2.8877 | 31.92 | 3.395
[12 empty] | 3193 | 3.6 | 3.2877 | 31.93 | 3.7517
[12 empty] | 3194 | 4.4 | 4.0877 | 31.94 | 4.0918
[12 empty] | 3195 | 4.4 | 4.0877 | 31.95 | 4.4138
[12 empty] | 3196 | 4.4 | 4.0877 | 31.96 | 4.7163
[12 empty] | 3197 | 4.8 | 4.4877 | 31.97 | 4.9979
[12 empty] | 3198 | 5.2 | 4.8877 | 31.98 | 5.2575
[12 empty] | 3199 | 5.6 | 5.2877 | 31.99 | 5.4938
[12 empty] | 3200 | 5.6 | 5.2877 | 32 | 5.706
[12 empty] | 3201 | 6 | 5.6877 | 32.01 | 5.893
[12 empty] | 3202 | 6 | 5.6877 | 32.02 | 6.054
[12 empty] | 3203 | 6 | 5.6877 | 32.03 | 6.1884
[12 empty] | 3204 | 6.4 | 6.0877 | 32.04 | 6.2955
[12 empty] | 3205 | 6 | 5.6877 | 32.05 | 6.375
[12 empty] | 3206 | 6 | 5.6877 | 32.06 | 6.4264
[12 empty] | 3207 | 6 | 5.6877 | 32.07 | 6.4496
[12 empty] | 3208 | 6.4 | 6.0877 | 32.08 | 6.4444
[12 empty] | 3209 | 6 | 5.6877 | 32.09 | 6.4109
[12 empty] | 3210 | 6.4 | 6.0877 | 32.1 | 6.3493
[12 empty] | 3211 | 6 | 5.6877 | 32.11 | 6.2598
[12 empty] | 3212 | 6 | 5.6877 | 32.12 | 6.1429
[12 empty] | 3213 | 6 | 5.6877 | 32.13 | 5.999
[12 empty] | 3214 | 5.6 | 5.2877 | 32.14 | 5.8288
[12 empty] | 3215 | 5.6 | 5.2877 | 32.15 | 5.6331
[12 empty] | 3216 | 4.8 | 4.4877 | 32.16 | 5.4127
[12 empty] | 3217 | 5.2 | 4.8877 | 32.17 | 5.1687
[12 empty] | 3218 | 4.4 | 4.0877 | 32.18 | 4.902
[12 empty] | 3219 | 4.4 | 4.0877 | 32.19 | 4.6139
[12 empty] | 3220 | 4.4 | 4.0877 | 32.2 | 4.3057
[12 empty] | 3221 | 3.6 | 3.2877 | 32.21 | 3.9786
[12 empty] | 3222 | 4 | 3.6877 | 32.22 | 3.6342
[12 empty] | 3223 | 3.6 | 3.2877 | 32.23 | 3.274
[12 empty] | 3224 | 2.8 | 2.4877 | 32.24 | 2.8996
[12 empty] | 3225 | 2.4 | 2.0877 | 32.25 | 2.5126
[12 empty] | 3226 | 2 | 1.6877 | 32.26 | 2.1147
[12 empty] | 3227 | 2 | 1.6877 | 32.27 | 1.7076
[12 empty] | 3228 | 1.2 | 0.88768 | 32.28 | 1.2932
[12 empty] | 3229 | 1.6 | 1.2877 | 32.29 | 0.87332
[12 empty] | 3230 | 0.4 | 0.08768 | 32.3 | 0.44975
[12 empty] | 3231 | 0.4 | 0.08768 | 32.31 | 0.024376
[12 empty] | 3232 | -0.4 | -0.71232 | 32.32 | -0.40094
[12 empty] | 3233 | -0.8 | -1.1123 | 32.33 | -0.82432
[12 empty] | 3234 | -0.4 | -0.71232 | 32.34 | -1.2439
[12 empty] | 3235 | -1.2 | -1.5123 | 32.35 | -1.6579
[12 empty] | 3236 | -1.6 | -1.9123 | 32.36 | -2.0644
[12 empty] | 3237 | -2 | -2.3123 | 32.37 | -2.4617
[12 empty] | 3238 | -2 | -2.3123 | 32.38 | -2.848
[12 empty] | 3239 | -2.8 | -3.1123 | 32.39 | -3.2217
[12 empty] | 3240 | -2.8 | -3.1123 | 32.4 | -3.581
[12 empty] | 3241 | -3.2 | -3.5123 | 32.41 | -3.9245
[12 empty] | 3242 | -3.6 | -3.9123 | 32.42 | -4.2506
[12 empty] | 3243 | -4 | -4.3123 | 32.43 | -4.5579
[12 empty] | 3244 | -4 | -4.3123 | 32.44 | -4.8451
[12 empty] | 3245 | -4.4 | -4.7123 | 32.45 | -5.1109
[12 empty] | 3246 | -4.4 | -4.7123 | 32.46 | -5.3541
[12 empty] | 3247 | -4.8 | -5.1123 | 32.47 | -5.5737
[12 empty] | 3248 | -5.2 | -5.5123 | 32.48 | -5.7687
[12 empty] | 3249 | -5.2 | -5.5123 | 32.49 | -5.9383
[12 empty] | 3250 | -5.2 | -5.5123 | 32.5 | -6.0818
[12 empty] | 3251 | -5.6 | -5.9123 | 32.51 | -6.1985
[12 empty] | 3252 | -5.2 | -5.5123 | 32.52 | -6.2879
[12 empty] | 3253 | -5.2 | -5.5123 | 32.53 | -6.3497
[12 empty] | 3254 | -5.6 | -5.9123 | 32.54 | -6.3835
[12 empty] | 3255 | -5.2 | -5.5123 | 32.55 | -6.3893
[12 empty] | 3256 | -5.6 | -5.9123 | 32.56 | -6.3671
[12 empty] | 3257 | -5.2 | -5.5123 | 32.57 | -6.3168
[12 empty] | 3258 | -5.2 | -5.5123 | 32.58 | -6.2389
[12 empty] | 3259 | -5.2 | -5.5123 | 32.59 | -6.1336
[12 empty] | 3260 | -5.2 | -5.5123 | 32.6 | -6.0013
[12 empty] | 3261 | -5.2 | -5.5123 | 32.61 | -5.8428
[12 empty] | 3262 | -4.8 | -5.1123 | 32.62 | -5.6587
[12 empty] | 3263 | -4.4 | -4.7123 | 32.63 | -5.4498
[12 empty] | 3264 | -4.4 | -4.7123 | 32.64 | -5.217
[12 empty] | 3265 | -4 | -4.3123 | 32.65 | -4.9614
[12 empty] | 3266 | -3.6 | -3.9123 | 32.66 | -4.6841
[12 empty] | 3267 | -3.6 | -3.9123 | 32.67 | -4.3864
[12 empty] | 3268 | -3.2 | -3.5123 | 32.68 | -4.0695
[12 empty] | 3269 | -2.8 | -3.1123 | 32.69 | -3.7348
[12 empty] | 3270 | -2.4 | -2.7123 | 32.7 | -3.3839
[12 empty] | 3271 | -2 | -2.3123 | 32.71 | -3.0183
[12 empty] | 3272 | -2 | -2.3123 | 32.72 | -2.6395
[12 empty] | 3273 | -2 | -2.3123 | 32.73 | -2.2493
[12 empty] | 3274 | -1.2 | -1.5123 | 32.74 | -1.8494
[12 empty] | 3275 | -0.8 | -1.1123 | 32.75 | -1.4415
[12 empty] | 3276 | -0.4 | -0.71232 | 32.76 | -1.0275
[12 empty] | 3277 | -0.4 | -0.71232 | 32.77 | -0.60905
[12 empty] | 3278 | 0 | -0.31232 | 32.78 | -0.18813
[12 empty] | 3279 | 0.8 | 0.48768 | 32.79 | 0.23344
[12 empty] | 3280 | 0.8 | 0.48768 | 32.8 | 0.65382
[12 empty] | 3281 | 1.2 | 0.88768 | 32.81 | 1.0712
[12 empty] | 3282 | 1.6 | 1.2877 | 32.82 | 1.4836
[12 empty] | 3283 | 2 | 1.6877 | 32.83 | 1.8894
[12 empty] | 3284 | 2.4 | 2.0877 | 32.84 | 2.2868
[12 empty] | 3285 | 2.8 | 2.4877 | 32.85 | 2.6739
[12 empty] | 3286 | 3.2 | 2.8877 | 32.86 | 3.0491
[12 empty] | 3287 | 4 | 3.6877 | 32.87 | 3.4108
[12 empty] | 3288 | 4 | 3.6877 | 32.88 | 3.7574
[12 empty] | 3289 | 4 | 3.6877 | 32.89 | 4.0873
[12 empty] | 3290 | 4.4 | 4.0877 | 32.9 | 4.3991
[12 empty] | 3291 | 4.8 | 4.4877 | 32.91 | 4.6915
[12 empty] | 3292 | 4.4 | 4.0877 | 32.92 | 4.9632
[12 empty] | 3293 | 5.2 | 4.8877 | 32.93 | 5.2129
[12 empty] | 3294 | 5.2 | 4.8877 | 32.94 | 5.4397
[12 empty] | 3295 | 5.6 | 5.2877 | 32.95 | 5.6425
[12 empty] | 3296 | 6 | 5.6877 | 32.96 | 5.8204
[12 empty] | 3297 | 6 | 5.6877 | 32.97 | 5.9726
[12 empty] | 3298 | 6 | 5.6877 | 32.98 | 6.0986
[12 empty] | 3299 | 6 | 5.6877 | 32.99 | 6.1978
[12 empty] | 3300 | 6 | 5.6877 | 33 | 6.2697
[12 empty] | 3301 | 6 | 5.6877 | 33.01 | 6.314
[12 empty] | 3302 | 6 | 5.6877 | 33.02 | 6.3305
[12 empty] | 3303 | 6 | 5.6877 | 33.03 | 6.3193
[12 empty] | 3304 | 6 | 5.6877 | 33.04 | 6.2803
[12 empty] | 3305 | 6 | 5.6877 | 33.05 | 6.2137
[12 empty] | 3306 | 6 | 5.6877 | 33.06 | 6.1199
[12 empty] | 3307 | 5.6 | 5.2877 | 33.07 | 5.9992
[12 empty] | 3308 | 5.6 | 5.2877 | 33.08 | 5.8522
[12 empty] | 3309 | 5.6 | 5.2877 | 33.09 | 5.6796
[12 empty] | 3310 | 5.2 | 4.8877 | 33.1 | 5.482
[12 empty] | 3311 | 5.2 | 4.8877 | 33.11 | 5.2605
[12 empty] | 3312 | 4.8 | 4.4877 | 33.12 | 5.016
[12 empty] | 3313 | 4.4 | 4.0877 | 33.13 | 4.7495
[12 empty] | 3314 | 4.4 | 4.0877 | 33.14 | 4.4623
[12 empty] | 3315 | 4 | 3.6877 | 33.15 | 4.1556
[12 empty] | 3316 | 4 | 3.6877 | 33.16 | 3.8308
[12 empty] | 3317 | 3.2 | 2.8877 | 33.17 | 3.4892
[12 empty] | 3318 | 3.2 | 2.8877 | 33.18 | 3.1325
[12 empty] | 3319 | 2.8 | 2.4877 | 33.19 | 2.7621
[12 empty] | 3320 | 2.8 | 2.4877 | 33.2 | 2.3798
[12 empty] | 3321 | 2 | 1.6877 | 33.21 | 1.9872
[12 empty] | 3322 | 1.6 | 1.2877 | 33.22 | 1.586
[12 empty] | 3323 | 1.6 | 1.2877 | 33.23 | 1.178
[12 empty] | 3324 | 0.8 | 0.48768 | 33.24 | 0.76494
[12 empty] | 3325 | 0.4 | 0.08768 | 33.25 | 0.34872
[12 empty] | 3326 | 0.4 | 0.08768 | 33.26 | -0.068867
[12 empty] | 3327 | -0.4 | -0.71232 | 33.27 | -0.48599
[12 empty] | 3328 | -0.4 | -0.71232 | 33.28 | -0.9008
[12 empty] | 3329 | -1.2 | -1.5123 | 33.29 | -1.3115
[12 empty] | 3330 | -1.6 | -1.9123 | 33.3 | -1.7163
[12 empty] | 3331 | -2 | -2.3123 | 33.31 | -2.1133
[12 empty] | 3332 | -2 | -2.3123 | 33.32 | -2.501
[12 empty] | 3333 | -2 | -2.3123 | 33.33 | -2.8775
[12 empty] | 3334 | -2.8 | -3.1123 | 33.34 | -3.2412
[12 empty] | 3335 | -2.8 | -3.1123 | 33.35 | -3.5905
[12 empty] | 3336 | -3.2 | -3.5123 | 33.36 | -3.9239
[12 empty] | 3337 | -3.6 | -3.9123 | 33.37 | -4.24
[12 empty] | 3338 | -4 | -4.3123 | 33.38 | -4.5373
[12 empty] | 3339 | -4 | -4.3123 | 33.39 | -4.8145
[12 empty] | 3340 | -4.4 | -4.7123 | 33.4 | -5.0705
[12 empty] | 3341 | -4 | -4.3123 | 33.41 | -5.3041
[12 empty] | 3342 | -4.8 | -5.1123 | 33.42 | -5.5143
[12 empty] | 3343 | -5.2 | -5.5123 | 33.43 | -5.7003
[12 empty] | 3344 | -4.8 | -5.1123 | 33.44 | -5.8611
[12 empty] | 3345 | -4.8 | -5.1123 | 33.45 | -5.9961
[12 empty] | 3346 | -5.2 | -5.5123 | 33.46 | -6.1047
[12 empty] | 3347 | -5.2 | -5.5123 | 33.47 | -6.1864
[12 empty] | 3348 | -5.6 | -5.9123 | 33.48 | -6.241
[12 empty] | 3349 | -5.6 | -5.9123 | 33.49 | -6.2681
[12 empty] | 3350 | -5.6 | -5.9123 | 33.5 | -6.2677
[12 empty] | 3351 | -5.2 | -5.5123 | 33.51 | -6.2397
[12 empty] | 3352 | -5.6 | -5.9123 | 33.52 | -6.1844
[12 empty] | 3353 | -5.2 | -5.5123 | 33.53 | -6.1019
[12 empty] | 3354 | -5.2 | -5.5123 | 33.54 | -5.9926
[12 empty] | 3355 | -5.2 | -5.5123 | 33.55 | -5.857
[12 empty] | 3356 | -5.2 | -5.5123 | 33.56 | -5.6958
[12 empty] | 3357 | -4.4 | -4.7123 | 33.57 | -5.5097
[12 empty] | 3358 | -4 | -4.3123 | 33.58 | -5.2993
[12 empty] | 3359 | -4 | -4.3123 | 33.59 | -5.0659
[12 empty] | 3360 | -4 | -4.3123 | 33.6 | -4.8102
[12 empty] | 3361 | -3.6 | -3.9123 | 33.61 | -4.5335
[12 empty] | 3362 | -3.2 | -3.5123 | 33.62 | -4.237
[12 empty] | 3363 | -3.2 | -3.5123 | 33.63 | -3.9221
[12 empty] | 3364 | -2.8 | -3.1123 | 33.64 | -3.59
[12 empty] | 3365 | -2.4 | -2.7123 | 33.65 | -3.2423
[12 empty] | 3366 | -2 | -2.3123 | 33.66 | -2.8805
[12 empty] | 3367 | -2 | -2.3123 | 33.67 | -2.5061
[12 empty] | 3368 | -1.2 | -1.5123 | 33.68 | -2.1209
[12 empty] | 3369 | -1.2 | -1.5123 | 33.69 | -1.7266
[12 empty] | 3370 | -0.8 | -1.1123 | 33.7 | -1.3248
[12 empty] | 3371 | -0.4 | -0.71232 | 33.71 | -0.91738
[12 empty] | 3372 | 0 | -0.31232 | 33.72 | -0.50608
[12 empty] | 3373 | 0.4 | 0.08768 | 33.73 | -0.092713
[12 empty] | 3374 | 0.8 | 0.48768 | 33.74 | 0.32089
[12 empty] | 3375 | 1.2 | 0.88768 | 33.75 | 0.73293
[12 empty] | 3376 | 1.6 | 1.2877 | 33.76 | 1.1416
[12 empty] | 3377 | 2 | 1.6877 | 33.77 | 1.545
[12 empty] | 3378 | 2.4 | 2.0877 | 33.78 | 1.9416
[12 empty] | 3379 | 2.4 | 2.0877 | 33.79 | 2.3294
[12 empty] | 3380 | 3.2 | 2.8877 | 33.8 | 2.7069
[12 empty] | 3381 | 3.6 | 3.2877 | 33.81 | 3.0723
[12 empty] | 3382 | 3.6 | 3.2877 | 33.82 | 3.4241
[12 empty] | 3383 | 3.6 | 3.2877 | 33.83 | 3.7607
[12 empty] | 3384 | 4.4 | 4.0877 | 33.84 | 4.0806
[12 empty] | 3385 | 4.4 | 4.0877 | 33.85 | 4.3825
[12 empty] | 3386 | 4.8 | 4.4877 | 33.86 | 4.665
[12 empty] | 3387 | 5.2 | 4.8877 | 33.87 | 4.9269
[12 empty] | 3388 | 5.2 | 4.8877 | 33.88 | 5.1671
[12 empty] | 3389 | 5.2 | 4.8877 | 33.89 | 5.3845
[12 empty] | 3390 | 5.6 | 5.2877 | 33.9 | 5.5781
[12 empty] | 3391 | 5.6 | 5.2877 | 33.91 | 5.7472
[12 empty] | 3392 | 6 | 5.6877 | 33.92 | 5.891
[12 empty] | 3393 | 6 | 5.6877 | 33.93 | 6.0088
[12 empty] | 3394 | 6 | 5.6877 | 33.94 | 6.1002
[12 empty] | 3395 | 6 | 5.6877 | 33.95 | 6.1647
[12 empty] | 3396 | 6 | 5.6877 | 33.96 | 6.2022
[12 empty] | 3397 | 6 | 5.6877 | 33.97 | 6.2124
[12 empty] | 3398 | 6 | 5.6877 | 33.98 | 6.1953
[12 empty] | 3399 | 6 | 5.6877 | 33.99 | 6.1509
[12 empty] | 3400 | 6 | 5.6877 | 34 | 6.0796
[12 empty] | 3401 | 5.6 | 5.2877 | 34.01 | 5.9817
[12 empty] | 3402 | 6 | 5.6877 | 34.02 | 5.8574
[12 empty] | 3403 | 5.6 | 5.2877 | 34.03 | 5.7075
[12 empty] | 3404 | 5.2 | 4.8877 | 34.04 | 5.5326
[12 empty] | 3405 | 5.6 | 5.2877 | 34.05 | 5.3335
[12 empty] | 3406 | 5.2 | 4.8877 | 34.06 | 5.111
[12 empty] | 3407 | 4.4 | 4.0877 | 34.07 | 4.8662
[12 empty] | 3408 | 4.4 | 4.0877 | 34.08 | 4.6
[12 empty] | 3409 | 4.4 | 4.0877 | 34.09 | 4.3138
[12 empty] | 3410 | 4 | 3.6877 | 34.1 | 4.0088
[12 empty] | 3411 | 4 | 3.6877 | 34.11 | 3.6862
[12 empty] | 3412 | 3.2 | 2.8877 | 34.12 | 3.3476
[12 empty] | 3413 | 2.8 | 2.4877 | 34.13 | 2.9944
[12 empty] | 3414 | 2.8 | 2.4877 | 34.14 | 2.6282
[12 empty] | 3415 | 2 | 1.6877 | 34.15 | 2.2506
[12 empty] | 3416 | 2.4 | 2.0877 | 34.16 | 1.8633
[12 empty] | 3417 | 1.2 | 0.88768 | 34.17 | 1.468
[12 empty] | 3418 | 1.2 | 0.88768 | 34.18 | 1.0663
[12 empty] | 3419 | 0.8 | 0.48768 | 34.19 | 0.66014
[12 empty] | 3420 | 0.4 | 0.08768 | 34.2 | 0.25123
[12 empty] | 3421 | 0.4 | 0.08768 | 34.21 | -0.15862
[12 empty] | 3422 | -0.4 | -0.71232 | 34.22 | -0.56761
[12 empty] | 3423 | -0.4 | -0.71232 | 34.23 | -0.97394
[12 empty] | 3424 | -1.2 | -1.5123 | 34.24 | -1.3758
[12 empty] | 3425 | -1.6 | -1.9123 | 34.25 | -1.7715
[12 empty] | 3426 | -2 | -2.3123 | 34.26 | -2.1593
[12 empty] | 3427 | -2.4 | -2.7123 | 34.27 | -2.5374
[12 empty] | 3428 | -2 | -2.3123 | 34.28 | -2.9042
[12 empty] | 3429 | -2.4 | -2.7123 | 34.29 | -3.2581
[12 empty] | 3430 | -3.2 | -3.5123 | 34.3 | -3.5976
[12 empty] | 3431 | -3.2 | -3.5123 | 34.31 | -3.9211
[12 empty] | 3432 | -3.6 | -3.9123 | 34.32 | -4.2273
[12 empty] | 3433 | -4 | -4.3123 | 34.33 | -4.5148
[12 empty] | 3434 | -4 | -4.3123 | 34.34 | -4.7823
[12 empty] | 3435 | -4.4 | -4.7123 | 34.35 | -5.0288
[12 empty] | 3436 | -4 | -4.3123 | 34.36 | -5.253
[12 empty] | 3437 | -4 | -4.3123 | 34.37 | -5.4541
[12 empty] | 3438 | -4.8 | -5.1123 | 34.38 | -5.6311
[12 empty] | 3439 | -4.8 | -5.1123 | 34.39 | -5.7834
[12 empty] | 3440 | -5.2 | -5.5123 | 34.4 | -5.9102
[12 empty] | 3441 | -5.2 | -5.5123 | 34.41 | -6.0109
[12 empty] | 3442 | -5.2 | -5.5123 | 34.42 | -6.0853
[12 empty] | 3443 | -5.2 | -5.5123 | 34.43 | -6.1328
[12 empty] | 3444 | -5.2 | -5.5123 | 34.44 | -6.1534
[12 empty] | 3445 | -5.2 | -5.5123 | 34.45 | -6.147
[12 empty] | 3446 | -5.2 | -5.5123 | 34.46 | -6.1136
[12 empty] | 3447 | -5.2 | -5.5123 | 34.47 | -6.0533
[12 empty] | 3448 | -5.2 | -5.5123 | 34.48 | -5.9665
[12 empty] | 3449 | -5.2 | -5.5123 | 34.49 | -5.8535
[12 empty] | 3450 | -4.8 | -5.1123 | 34.5 | -5.7148
[12 empty] | 3451 | -4.4 | -4.7123 | 34.51 | -5.5511
[12 empty] | 3452 | -4 | -4.3123 | 34.52 | -5.363
[12 empty] | 3453 | -4.4 | -4.7123 | 34.53 | -5.1515
[12 empty] | 3454 | -4 | -4.3123 | 34.54 | -4.9175
[12 empty] | 3455 | -4 | -4.3123 | 34.55 | -4.6619
[12 empty] | 3456 | -3.6 | -3.9123 | 34.56 | -4.386
[12 empty] | 3457 | -3.6 | -3.9123 | 34.57 | -4.0909
[12 empty] | 3458 | -2.8 | -3.1123 | 34.58 | -3.7779
[12 empty] | 3459 | -2.8 | -3.1123 | 34.59 | -3.4485
[12 empty] | 3460 | -2 | -2.3123 | 34.6 | -3.1041
[12 empty] | 3461 | -2 | -2.3123 | 34.61 | -2.7461
[12 empty] | 3462 | -2 | -2.3123 | 34.62 | -2.3763
[12 empty] | 3463 | -1.2 | -1.5123 | 34.63 | -1.9961
[12 empty] | 3464 | -0.8 | -1.1123 | 34.64 | -1.6074
[12 empty] | 3465 | -0.8 | -1.1123 | 34.65 | -1.2117
[12 empty] | 3466 | -0.4 | -0.71232 | 34.66 | -0.81087
[12 empty] | 3467 | 0 | -0.31232 | 34.67 | -0.40664
[12 empty] | 3468 | 0.8 | 0.48768 | 34.68 | -0.00077593
[12 empty] | 3469 | 1.2 | 0.88768 | 34.69 | 0.40493
[12 empty] | 3470 | 0.8 | 0.48768 | 34.7 | 0.80869
[12 empty] | 3471 | 1.6 | 1.2877 | 34.71 | 1.2087
[12 empty] | 3472 | 2 | 1.6877 | 34.72 | 1.6033
[12 empty] | 3473 | 2 | 1.6877 | 34.73 | 1.9907
[12 empty] | 3474 | 2.8 | 2.4877 | 34.74 | 2.3692
[12 empty] | 3475 | 3.2 | 2.8877 | 34.75 | 2.7371
[12 empty] | 3476 | 2.8 | 2.4877 | 34.76 | 3.0929
[12 empty] | 3477 | 3.6 | 3.2877 | 34.77 | 3.4349
[12 empty] | 3478 | 4 | 3.6877 | 34.78 | 3.7617
[12 empty] | 3479 | 4 | 3.6877 | 34.79 | 4.0719
[12 empty] | 3480 | 4.4 | 4.0877 | 34.8 | 4.364
[12 empty] | 3481 | 4.4 | 4.0877 | 34.81 | 4.6369
[12 empty] | 3482 | 4.4 | 4.0877 | 34.82 | 4.8893
[12 empty] | 3483 | 5.6 | 5.2877 | 34.83 | 5.1201
[12 empty] | 3484 | 5.6 | 5.2877 | 34.84 | 5.3283
[12 empty] | 3485 | 5.6 | 5.2877 | 34.85 | 5.513
[12 empty] | 3486 | 5.6 | 5.2877 | 34.86 | 5.6735
[12 empty] | 3487 | 5.6 | 5.2877 | 34.87 | 5.809
[12 empty] | 3488 | 6 | 5.6877 | 34.88 | 5.9189
[12 empty] | 3489 | 6 | 5.6877 | 34.89 | 6.0027
[12 empty] | 3490 | 5.6 | 5.2877 | 34.9 | 6.0602
[12 empty] | 3491 | 6 | 5.6877 | 34.91 | 6.091
[12 empty] | 3492 | 6 | 5.6877 | 34.92 | 6.0951
[12 empty] | 3493 | 6 | 5.6877 | 34.93 | 6.0723
[12 empty] | 3494 | 6 | 5.6877 | 34.94 | 6.0229
[12 empty] | 3495 | 5.6 | 5.2877 | 34.95 | 5.9471
[12 empty] | 3496 | 5.6 | 5.2877 | 34.96 | 5.8452
[12 empty] | 3497 | 5.6 | 5.2877 | 34.97 | 5.7177
[12 empty] | 3498 | 5.2 | 4.8877 | 34.98 | 5.565
[12 empty] | 3499 | 4.8 | 4.4877 | 34.99 | 5.3881
[12 empty] | 3500 | 5.2 | 4.8877 | 35 | 5.1875
[12 empty] | 3501 | 4.8 | 4.4877 | 35.01 | 4.9642
[12 empty] | 3502 | 4.8 | 4.4877 | 35.02 | 4.7191
[12 empty] | 3503 | 4.4 | 4.0877 | 35.03 | 4.4535
[12 empty] | 3504 | 4 | 3.6877 | 35.04 | 4.1684
[12 empty] | 3505 | 3.6 | 3.2877 | 35.05 | 3.8651
[12 empty] | 3506 | 3.6 | 3.2877 | 35.06 | 3.5449
[12 empty] | 3507 | 2.8 | 2.4877 | 35.07 | 3.2094
[12 empty] | 3508 | 3.2 | 2.8877 | 35.08 | 2.8598
[12 empty] | 3509 | 2.4 | 2.0877 | 35.09 | 2.4978
[12 empty] | 3510 | 2 | 1.6877 | 35.1 | 2.125
[12 empty] | 3511 | 2 | 1.6877 | 35.11 | 1.743
[12 empty] | 3512 | 1.2 | 0.88768 | 35.12 | 1.3535
[12 empty] | 3513 | 0.8 | 0.48768 | 35.13 | 0.9582
[12 empty] | 3514 | 0.8 | 0.48768 | 35.14 | 0.55886
[12 empty] | 3515 | 0.4 | 0.08768 | 35.15 | 0.15722
[12 empty] | 3516 | 0 | -0.31232 | 35.16 | -0.24495
[12 empty] | 3517 | -0.4 | -0.71232 | 35.17 | -0.64589
[12 empty] | 3518 | -1.2 | -1.5123 | 35.18 | -1.0438
[12 empty] | 3519 | -0.8 | -1.1123 | 35.19 | -1.437
[12 empty] | 3520 | -1.6 | -1.9123 | 35.2 | -1.8237
[12 empty] | 3521 | -2 | -2.3123 | 35.21 | -2.2023
[12 empty] | 3522 | -2 | -2.3123 | 35.22 | -2.5711
[12 empty] | 3523 | -2.4 | -2.7123 | 35.23 | -2.9284
[12 empty] | 3524 | -2.8 | -3.1123 | 35.24 | -3.2726
[12 empty] | 3525 | -3.2 | -3.5123 | 35.25 | -3.6024
[12 empty] | 3526 | -3.2 | -3.5123 | 35.26 | -3.9163
[12 empty] | 3527 | -3.6 | -3.9123 | 35.27 | -4.2128
[12 empty] | 3528 | -4 | -4.3123 | 35.28 | -4.4906
[12 empty] | 3529 | -4 | -4.3123 | 35.29 | -4.7487
[12 empty] | 3530 | -4 | -4.3123 | 35.3 | -4.9858
[12 empty] | 3531 | -4.4 | -4.7123 | 35.31 | -5.2009
[12 empty] | 3532 | -4.4 | -4.7123 | 35.32 | -5.393
[12 empty] | 3533 | -5.2 | -5.5123 | 35.33 | -5.5614
[12 empty] | 3534 | -5.2 | -5.5123 | 35.34 | -5.7053
[12 empty] | 3535 | -5.2 | -5.5123 | 35.35 | -5.8241
[12 empty] | 3536 | -5.2 | -5.5123 | 35.36 | -5.9173
[12 empty] | 3537 | -5.2 | -5.5123 | 35.37 | -5.9844
[12 empty] | 3538 | -5.2 | -5.5123 | 35.38 | -6.0252
[12 empty] | 3539 | -5.2 | -5.5123 | 35.39 | -6.0395
[12 empty] | 3540 | -5.2 | -5.5123 | 35.4 | -6.0273
[12 empty] | 3541 | -5.2 | -5.5123 | 35.41 | -5.9887
[12 empty] | 3542 | -5.2 | -5.5123 | 35.42 | -5.9237
[12 empty] | 3543 | -5.2 | -5.5123 | 35.43 | -5.8327
[12 empty] | 3544 | -4.8 | -5.1123 | 35.44 | -5.7162
[12 empty] | 3545 | -4.8 | -5.1123 | 35.45 | -5.5746
[12 empty] | 3546 | -4.8 | -5.1123 | 35.46 | -5.4086
[12 empty] | 3547 | -4.4 | -4.7123 | 35.47 | -5.2189
[12 empty] | 3548 | -4 | -4.3123 | 35.48 | -5.0063
[12 empty] | 3549 | -4 | -4.3123 | 35.49 | -4.7718
[12 empty] | 3550 | -3.6 | -3.9123 | 35.5 | -4.5165
[12 empty] | 3551 | -3.6 | -3.9123 | 35.51 | -4.2414
[12 empty] | 3552 | -3.2 | -3.5123 | 35.52 | -3.9478
[12 empty] | 3553 | -2.8 | -3.1123 | 35.53 | -3.637
[12 empty] | 3554 | -2.4 | -2.7123 | 35.54 | -3.3103
[12 empty] | 3555 | -2 | -2.3123 | 35.55 | -2.9692
[12 empty] | 3556 | -1.6 | -1.9123 | 35.56 | -2.6152
[12 empty] | 3557 | -2 | -2.3123 | 35.57 | -2.2499
[12 empty] | 3558 | -0.8 | -1.1123 | 35.58 | -1.8748
[12 empty] | 3559 | -1.2 | -1.5123 | 35.59 | -1.4917
[12 empty] | 3560 | -0.4 | -0.71232 | 35.6 | -1.1021
[12 empty] | 3561 | -0.4 | -0.71232 | 35.61 | -0.70785
[12 empty] | 3562 | 0 | -0.31232 | 35.62 | -0.31065
[12 empty] | 3563 | 0.4 | 0.08768 | 35.63 | 0.087756
[12 empty] | 3564 | 0.8 | 0.48768 | 35.64 | 0.48562
[12 empty] | 3565 | 0.8 | 0.48768 | 35.65 | 0.88119
[12 empty] | 3566 | 1.6 | 1.2877 | 35.66 | 1.2727
[12 empty] | 3567 | 2 | 1.6877 | 35.67 | 1.6585
[12 empty] | 3568 | 2 | 1.6877 | 35.68 | 2.0369
[12 empty] | 3569 | 2.8 | 2.4877 | 35.69 | 2.4062
[12 empty] | 3570 | 2.8 | 2.4877 | 35.7 | 2.7647
[12 empty] | 3571 | 3.2 | 2.8877 | 35.71 | 3.111
[12 empty] | 3572 | 3.6 | 3.2877 | 35.72 | 3.4434
[12 empty] | 3573 | 4 | 3.6877 | 35.73 | 3.7606
[12 empty] | 3574 | 4 | 3.6877 | 35.74 | 4.0612
[12 empty] | 3575 | 4.4 | 4.0877 | 35.75 | 4.3438
[12 empty] | 3576 | 4.4 | 4.0877 | 35.76 | 4.6072
[12 empty] | 3577 | 4.8 | 4.4877 | 35.77 | 4.8502
[12 empty] | 3578 | 5.2 | 4.8877 | 35.78 | 5.0719
[12 empty] | 3579 | 5.2 | 4.8877 | 35.79 | 5.2712
[12 empty] | 3580 | 5.2 | 4.8877 | 35.8 | 5.4473
[12 empty] | 3581 | 5.6 | 5.2877 | 35.81 | 5.5993
[12 empty] | 3582 | 5.6 | 5.2877 | 35.82 | 5.7268
[12 empty] | 3583 | 5.6 | 5.2877 | 35.83 | 5.829
[12 empty] | 3584 | 6 | 5.6877 | 35.84 | 5.9055
[12 empty] | 3585 | 6 | 5.6877 | 35.85 | 5.9561
[12 empty] | 3586 | 6 | 5.6877 | 35.86 | 5.9805
[12 empty] | 3587 | 6 | 5.6877 | 35.87 | 5.9787
[12 empty] | 3588 | 5.6 | 5.2877 | 35.88 | 5.9506
[12 empty] | 3589 | 6 | 5.6877 | 35.89 | 5.8963
[12 empty] | 3590 | 5.6 | 5.2877 | 35.9 | 5.8162
[12 empty] | 3591 | 5.6 | 5.2877 | 35.91 | 5.7105
[12 empty] | 3592 | 5.2 | 4.8877 | 35.92 | 5.5798
[12 empty] | 3593 | 5.2 | 4.8877 | 35.93 | 5.4247
[12 empty] | 3594 | 5.2 | 4.8877 | 35.94 | 5.2458
[12 empty] | 3595 | 4.8 | 4.4877 | 35.95 | 5.0439
[12 empty] | 3596 | 4.4 | 4.0877 | 35.96 | 4.82
[12 empty] | 3597 | 4.8 | 4.4877 | 35.97 | 4.5749
[12 empty] | 3598 | 4.4 | 4.0877 | 35.98 | 4.3099
[12 empty] | 3599 | 3.6 | 3.2877 | 35.99 | 4.026
[12 empty] | 3600 | 3.6 | 3.2877 | 36 | 3.7246
[12 empty] | 3601 | 3.6 | 3.2877 | 36.01 | 3.4069
[12 empty] | 3602 | 2.8 | 2.4877 | 36.02 | 3.0744
[12 empty] | 3603 | 2.8 | 2.4877 | 36.03 | 2.7285
[12 empty] | 3604 | 2.4 | 2.0877 | 36.04 | 2.3708
[12 empty] | 3605 | 2 | 1.6877 | 36.05 | 2.0028
[12 empty] | 3606 | 2 | 1.6877 | 36.06 | 1.6261
[12 empty] | 3607 | 1.2 | 0.88768 | 36.07 | 1.2425
[12 empty] | 3608 | 0.8 | 0.48768 | 36.08 | 0.85356
[12 empty] | 3609 | 0.4 | 0.08768 | 36.09 | 0.46101
[12 empty] | 3610 | 0.8 | 0.48768 | 36.1 | 0.066597
[12 empty] | 3611 | -0.4 | -0.71232 | 36.11 | -0.32795
[12 empty] | 3612 | -0.4 | -0.71232 | 36.12 | -0.7209
[12 empty] | 3613 | -0.4 | -0.71232 | 36.13 | -1.1105
[12 empty] | 3614 | -1.2 | -1.5123 | 36.14 | -1.4951
[12 empty] | 3615 | -1.6 | -1.9123 | 36.15 | -1.873
[12 empty] | 3616 | -2 | -2.3123 | 36.16 | -2.2425
[12 empty] | 3617 | -2 | -2.3123 | 36.17 | -2.602
[12 empty] | 3618 | -2.4 | -2.7123 | 36.18 | -2.9499
[12 empty] | 3619 | -2.4 | -2.7123 | 36.19 | -3.2848
[12 empty] | 3620 | -2.8 | -3.1123 | 36.2 | -3.605
[12 empty] | 3621 | -3.2 | -3.5123 | 36.21 | -3.9094
[12 empty] | 3622 | -3.6 | -3.9123 | 36.22 | -4.1964
[12 empty] | 3623 | -4 | -4.3123 | 36.23 | -4.4649
[12 empty] | 3624 | -4 | -4.3123 | 36.24 | -4.7136
[12 empty] | 3625 | -4.4 | -4.7123 | 36.25 | -4.9416
[12 empty] | 3626 | -4 | -4.3123 | 36.26 | -5.1477
[12 empty] | 3627 | -4.4 | -4.7123 | 36.27 | -5.3312
[12 empty] | 3628 | -4.8 | -5.1123 | 36.28 | -5.4912
[12 empty] | 3629 | -4.8 | -5.1123 | 36.29 | -5.6269
[12 empty] | 3630 | -5.2 | -5.5123 | 36.3 | -5.738
[12 empty] | 3631 | -4.8 | -5.1123 | 36.31 | -5.8237
[12 empty] | 3632 | -4.8 | -5.1123 | 36.32 | -5.8839
[12 empty] | 3633 | -5.2 | -5.5123 | 36.33 | -5.9182
[12 empty] | 3634 | -5.2 | -5.5123 | 36.34 | -5.9265
[12 empty] | 3635 | -5.2 | -5.5123 | 36.35 | -5.9087
[12 empty] | 3636 | -4.8 | -5.1123 | 36.36 | -5.865
[12 empty] | 3637 | -5.2 | -5.5123 | 36.37 | -5.7956
[12 empty] | 3638 | -4.8 | -5.1123 | 36.38 | -5.7007
[12 empty] | 3639 | -4 | -4.3123 | 36.39 | -5.5808
[12 empty] | 3640 | -4.4 | -4.7123 | 36.4 | -5.4365
[12 empty] | 3641 | -4.8 | -5.1123 | 36.41 | -5.2683
[12 empty] | 3642 | -4 | -4.3123 | 36.42 | -5.0771
[12 empty] | 3643 | -4 | -4.3123 | 36.43 | -4.8636
[12 empty] | 3644 | -3.6 | -3.9123 | 36.44 | -4.6289
[12 empty] | 3645 | -3.2 | -3.5123 | 36.45 | -4.3739
[12 empty] | 3646 | -3.2 | -3.5123 | 36.46 | -4.0998
[12 empty] | 3647 | -3.2 | -3.5123 | 36.47 | -3.8078
[12 empty] | 3648 | -2.4 | -2.7123 | 36.48 | -3.4992
[12 empty] | 3649 | -2.4 | -2.7123 | 36.49 | -3.1754
[12 empty] | 3650 | -2 | -2.3123 | 36.5 | -2.8377
[12 empty] | 3651 | -2 | -2.3123 | 36.51 | -2.4877
[12 empty] | 3652 | -1.2 | -1.5123 | 36.52 | -2.1269
[12 empty] | 3653 | -0.8 | -1.1123 | 36.53 | -1.7569
[12 empty] | 3654 | -0.8 | -1.1123 | 36.54 | -1.3794
[12 empty] | 3655 | -0.4 | -0.71232 | 36.55 | -0.99593
[12 empty] | 3656 | 0.4 | 0.08768 | 36.56 | -0.60825
[12 empty] | 3657 | 0.4 | 0.08768 | 36.57 | -0.21805
[12 empty] | 3658 | 0.8 | 0.48768 | 36.58 | 0.17296
[12 empty] | 3659 | 0.8 | 0.48768 | 36.59 | 0.56305
[12 empty] | 3660 | 1.2 | 0.88768 | 36.6 | 0.95051
[12 empty] | 3661 | 2 | 1.6877 | 36.61 | 1.3336
[12 empty] | 3662 | 2 | 1.6877 | 36.62 | 1.7108
[12 empty] | 3663 | 2.4 | 2.0877 | 36.63 | 2.0802
[12 empty] | 3664 | 2.8 | 2.4877 | 36.64 | 2.4404
[12 empty] | 3665 | 2.8 | 2.4877 | 36.65 | 2.7897
[12 empty] | 3666 | 3.6 | 3.2877 | 36.66 | 3.1266
[12 empty] | 3667 | 4 | 3.6877 | 36.67 | 3.4497
[12 empty] | 3668 | 4 | 3.6877 | 36.68 | 3.7574
[12 empty] | 3669 | 4.4 | 4.0877 | 36.69 | 4.0486
[12 empty] | 3670 | 4.4 | 4.0877 | 36.7 | 4.3218
[12 empty] | 3671 | 4.4 | 4.0877 | 36.71 | 4.576
[12 empty] | 3672 | 4.8 | 4.4877 | 36.72 | 4.8099
[12 empty] | 3673 | 5.2 | 4.8877 | 36.73 | 5.0227
[12 empty] | 3674 | 5.2 | 4.8877 | 36.74 | 5.2133
[12 empty] | 3675 | 5.6 | 5.2877 | 36.75 | 5.3809
[12 empty] | 3676 | 5.6 | 5.2877 | 36.76 | 5.5248
[12 empty] | 3677 | 5.6 | 5.2877 | 36.77 | 5.6444
[12 empty] | 3678 | 6 | 5.6877 | 36.78 | 5.7391
[12 empty] | 3679 | 5.6 | 5.2877 | 36.79 | 5.8086
[12 empty] | 3680 | 6 | 5.6877 | 36.8 | 5.8526
[12 empty] | 3681 | 5.6 | 5.2877 | 36.81 | 5.8708
[12 empty] | 3682 | 5.6 | 5.2877 | 36.82 | 5.8632
[12 empty] | 3683 | 5.6 | 5.2877 | 36.83 | 5.8299
[12 empty] | 3684 | 5.6 | 5.2877 | 36.84 | 5.771
[12 empty] | 3685 | 5.6 | 5.2877 | 36.85 | 5.6868
[12 empty] | 3686 | 5.6 | 5.2877 | 36.86 | 5.5776
[12 empty] | 3687 | 5.2 | 4.8877 | 36.87 | 5.444
[12 empty] | 3688 | 5.2 | 4.8877 | 36.88 | 5.2865
[12 empty] | 3689 | 4.8 | 4.4877 | 36.89 | 5.1058
[12 empty] | 3690 | 4.4 | 4.0877 | 36.9 | 4.9028
[12 empty] | 3691 | 4.4 | 4.0877 | 36.91 | 4.6784
[12 empty] | 3692 | 4 | 3.6877 | 36.92 | 4.4335
[12 empty] | 3693 | 4 | 3.6877 | 36.93 | 4.1692
[12 empty] | 3694 | 4 | 3.6877 | 36.94 | 3.8867
[12 empty] | 3695 | 3.6 | 3.2877 | 36.95 | 3.5872
[12 empty] | 3696 | 3.2 | 2.8877 | 36.96 | 3.2721
[12 empty] | 3697 | 2.8 | 2.4877 | 36.97 | 2.9427
[12 empty] | 3698 | 2.8 | 2.4877 | 36.98 | 2.6006
[12 empty] | 3699 | 2 | 1.6877 | 36.99 | 2.2472
[12 empty] | 3700 | 2 | 1.6877 | 37 | 1.884
[12 empty] | 3701 | 1.2 | 0.88768 | 37.01 | 1.5127
[12 empty] | 3702 | 1.2 | 0.88768 | 37.02 | 1.1349
[12 empty] | 3703 | 0.8 | 0.48768 | 37.03 | 0.75231
[12 empty] | 3704 | 0.4 | 0.08768 | 37.04 | 0.36653
[12 empty] | 3705 | 0 | -0.31232 | 37.05 | -0.020704
[12 empty] | 3706 | -0.4 | -0.71232 | 37.06 | -0.40769
[12 empty] | 3707 | -0.4 | -0.71232 | 37.07 | -0.79274
[12 empty] | 3708 | -0.8 | -1.1123 | 37.08 | -1.1741
[12 empty] | 3709 | -1.2 | -1.5123 | 37.09 | -1.5502
[12 empty] | 3710 | -1.6 | -1.9123 | 37.1 | -1.9194
[12 empty] | 3711 | -2 | -2.3123 | 37.11 | -2.28
[12 empty] | 3712 | -2 | -2.3123 | 37.12 | -2.6304
[12 empty] | 3713 | -2.8 | -3.1123 | 37.13 | -2.9691
[12 empty] | 3714 | -2.4 | -2.7123 | 37.14 | -3.2946
[12 empty] | 3715 | -3.2 | -3.5123 | 37.15 | -3.6055
[12 empty] | 3716 | -3.6 | -3.9123 | 37.16 | -3.9005
[12 empty] | 3717 | -3.6 | -3.9123 | 37.17 | -4.1782
[12 empty] | 3718 | -3.6 | -3.9123 | 37.18 | -4.4375
[12 empty] | 3719 | -4.4 | -4.7123 | 37.19 | -4.6772
[12 empty] | 3720 | -4 | -4.3123 | 37.2 | -4.8962
[12 empty] | 3721 | -4.4 | -4.7123 | 37.21 | -5.0936
[12 empty] | 3722 | -4.4 | -4.7123 | 37.22 | -5.2686
[12 empty] | 3723 | -4.8 | -5.1123 | 37.23 | -5.4204
[12 empty] | 3724 | -5.2 | -5.5123 | 37.24 | -5.5483
[12 empty] | 3725 | -5.2 | -5.5123 | 37.25 | -5.6518
[12 empty] | 3726 | -5.2 | -5.5123 | 37.26 | -5.7304
[12 empty] | 3727 | -5.2 | -5.5123 | 37.27 | -5.7838
[12 empty] | 3728 | -5.2 | -5.5123 | 37.28 | -5.8118
[12 empty] | 3729 | -5.2 | -5.5123 | 37.29 | -5.8143
[12 empty] | 3730 | -5.2 | -5.5123 | 37.3 | -5.7912
[12 empty] | 3731 | -5.2 | -5.5123 | 37.31 | -5.7426
[12 empty] | 3732 | -4.8 | -5.1123 | 37.32 | -5.6689
[12 empty] | 3733 | -4.8 | -5.1123 | 37.33 | -5.5703
[12 empty] | 3734 | -4.8 | -5.1123 | 37.34 | -5.4473
[12 empty] | 3735 | -4.4 | -4.7123 | 37.35 | -5.3004
[12 empty] | 3736 | -4 | -4.3123 | 37.36 | -5.1303
[12 empty] | 3737 | -3.6 | -3.9123 | 37.37 | -4.9377
[12 empty] | 3738 | -4 | -4.3123 | 37.38 | -4.7235
[12 empty] | 3739 | -3.6 | -3.9123 | 37.39 | -4.4886
[12 empty] | 3740 | -3.6 | -3.9123 | 37.4 | -4.2341
[12 empty] | 3741 | -3.2 | -3.5123 | 37.41 | -3.9611
[12 empty] | 3742 | -3.2 | -3.5123 | 37.42 | -3.6709
[12 empty] | 3743 | -2.4 | -2.7123 | 37.43 | -3.3646
[12 empty] | 3744 | -2 | -2.3123 | 37.44 | -3.0436
[12 empty] | 3745 | -2 | -2.3123 | 37.45 | -2.7095
[12 empty] | 3746 | -1.6 | -1.9123 | 37.46 | -2.3635
[12 empty] | 3747 | -1.2 | -1.5123 | 37.47 | -2.0073
[12 empty] | 3748 | -1.2 | -1.5123 | 37.48 | -1.6425
[12 empty] | 3749 | -0.4 | -0.71232 | 37.49 | -1.2705
[12 empty] | 3750 | -0.4 | -0.71232 | 37.5 | -0.89314
[12 empty] | 3751 | 0 | -0.31232 | 37.51 | -0.51199
[12 empty] | 3752 | 0.4 | 0.08768 | 37.52 | -0.12875
[12 empty] | 3753 | 0.8 | 0.48768 | 37.53 | 0.25491
[12 empty] | 3754 | 1.2 | 0.88768 | 37.54 | 0.63729
[12 empty] | 3755 | 1.2 | 0.88768 | 37.55 | 1.0167
[12 empty] | 3756 | 1.6 | 1.2877 | 37.56 | 1.3915
[12 empty] | 3757 | 2 | 1.6877 | 37.57 | 1.7601
[12 empty] | 3758 | 2.8 | 2.4877 | 37.58 | 2.1208
[12 empty] | 3759 | 2.8 | 2.4877 | 37.59 | 2.472
[12 empty] | 3760 | 2.8 | 2.4877 | 37.6 | 2.8122
[12 empty] | 3761 | 3.6 | 3.2877 | 37.61 | 3.14
[12 empty] | 3762 | 3.6 | 3.2877 | 37.62 | 3.4538
[12 empty] | 3763 | 4 | 3.6877 | 37.63 | 3.7523
[12 empty] | 3764 | 4 | 3.6877 | 37.64 | 4.0342
[12 empty] | 3765 | 4.4 | 4.0877 | 37.65 | 4.2983
[12 empty] | 3766 | 4.4 | 4.0877 | 37.66 | 4.5434
[12 empty] | 3767 | 5.2 | 4.8877 | 37.67 | 4.7684
[12 empty] | 3768 | 4.8 | 4.4877 | 37.68 | 4.9724
[12 empty] | 3769 | 5.2 | 4.8877 | 37.69 | 5.1545
[12 empty] | 3770 | 4.8 | 4.4877 | 37.7 | 5.3139
[12 empty] | 3771 | 5.2 | 4.8877 | 37.71 | 5.4499
[12 empty] | 3772 | 5.6 | 5.2877 | 37.72 | 5.5619
[12 empty] | 3773 | 5.6 | 5.2877 | 37.73 | 5.6494
[12 empty] | 3774 | 6 | 5.6877 | 37.74 | 5.712
[12 empty] | 3775 | 5.6 | 5.2877 | 37.75 | 5.7496
[12 empty] | 3776 | 5.6 | 5.2877 | 37.76 | 5.7618
[12 empty] | 3777 | 5.6 | 5.2877 | 37.77 | 5.7488
[12 empty] | 3778 | 5.6 | 5.2877 | 37.78 | 5.7105
[12 empty] | 3779 | 5.6 | 5.2877 | 37.79 | 5.6472
[12 empty] | 3780 | 5.2 | 4.8877 | 37.8 | 5.559
[12 empty] | 3781 | 5.2 | 4.8877 | 37.81 | 5.4465
[12 empty] | 3782 | 5.2 | 4.8877 | 37.82 | 5.3101
[12 empty] | 3783 | 4.8 | 4.4877 | 37.83 | 5.1504
[12 empty] | 3784 | 4.4 | 4.0877 | 37.84 | 4.9682
[12 empty] | 3785 | 4.4 | 4.0877 | 37.85 | 4.7642
[12 empty] | 3786 | 4 | 3.6877 | 37.86 | 4.5394
[12 empty] | 3787 | 4.4 | 4.0877 | 37.87 | 4.2947
[12 empty] | 3788 | 3.6 | 3.2877 | 37.88 | 4.0313
[12 empty] | 3789 | 3.6 | 3.2877 | 37.89 | 3.7503
[12 empty] | 3790 | 3.6 | 3.2877 | 37.9 | 3.4529
[12 empty] | 3791 | 2.8 | 2.4877 | 37.91 | 3.1404
[12 empty] | 3792 | 2.4 | 2.0877 | 37.92 | 2.8143
[12 empty] | 3793 | 2.8 | 2.4877 | 37.93 | 2.4759
[12 empty] | 3794 | 2 | 1.6877 | 37.94 | 2.1269
[12 empty] | 3795 | 2 | 1.6877 | 37.95 | 1.7686
[12 empty] | 3796 | 1.2 | 0.88768 | 37.96 | 1.4026
[12 empty] | 3797 | 1.2 | 0.88768 | 37.97 | 1.0307
[12 empty] | 3798 | 0.8 | 0.48768 | 37.98 | 0.65438
[12 empty] | 3799 | 0.4 | 0.08768 | 37.99 | 0.27534
[12 empty] | 3800 | 0 | -0.31232 | 38 | -0.10476
[12 empty] | 3801 | -0.4 | -0.71232 | 38.01 | -0.48425
[12 empty] | 3802 | -0.4 | -0.71232 | 38.02 | -0.86146
[12 empty] | 3803 | -1.2 | -1.5123 | 38.03 | -1.2347
[12 empty] | 3804 | -1.2 | -1.5123 | 38.04 | -1.6024
[12 empty] | 3805 | -2 | -2.3123 | 38.05 | -1.963
[12 empty] | 3806 | -2 | -2.3123 | 38.06 | -2.3147
[12 empty] | 3807 | -2.4 | -2.7123 | 38.07 | -2.6562
[12 empty] | 3808 | -2.4 | -2.7123 | 38.08 | -2.9858
[12 empty] | 3809 | -2.8 | -3.1123 | 38.09 | -3.3022
[12 empty] | 3810 | -3.2 | -3.5123 | 38.1 | -3.604
[12 empty] | 3811 | -3.6 | -3.9123 | 38.11 | -3.8898
[12 empty] | 3812 | -3.6 | -3.9123 | 38.12 | -4.1584
[12 empty] | 3813 | -3.6 | -3.9123 | 38.13 | -4.4087
[12 empty] | 3814 | -3.6 | -3.9123 | 38.14 | -4.6395
[12 empty] | 3815 | -4 | -4.3123 | 38.15 | -4.8498
[12 empty] | 3816 | -4 | -4.3123 | 38.16 | -5.0387
[12 empty] | 3817 | -4.4 | -4.7123 | 38.17 | -5.2054
[12 empty] | 3818 | -4.4 | -4.7123 | 38.18 | -5.3492
[12 empty] | 3819 | -4.8 | -5.1123 | 38.19 | -5.4695
[12 empty] | 3820 | -4.8 | -5.1123 | 38.2 | -5.5656
[12 empty] | 3821 | -4.8 | -5.1123 | 38.21 | -5.6373
[12 empty] | 3822 | -5.2 | -5.5123 | 38.22 | -5.6842
[12 empty] | 3823 | -5.2 | -5.5123 | 38.23 | -5.7061
[12 empty] | 3824 | -4.8 | -5.1123 | 38.24 | -5.7029
[12 empty] | 3825 | -5.2 | -5.5123 | 38.25 | -5.6747
[12 empty] | 3826 | -5.2 | -5.5123 | 38.26 | -5.6216
[12 empty] | 3827 | -4.4 | -4.7123 | 38.27 | -5.5438
[12 empty] | 3828 | -4.4 | -4.7123 | 38.28 | -5.4417
[12 empty] | 3829 | -4 | -4.3123 | 38.29 | -5.3157
[12 empty] | 3830 | -4.8 | -5.1123 | 38.3 | -5.1664
[12 empty] | 3831 | -3.6 | -3.9123 | 38.31 | -4.9945
[12 empty] | 3832 | -4 | -4.3123 | 38.32 | -4.8007
[12 empty] | 3833 | -3.6 | -3.9123 | 38.33 | -4.5859
[12 empty] | 3834 | -3.6 | -3.9123 | 38.34 | -4.351
[12 empty] | 3835 | -3.2 | -3.5123 | 38.35 | -4.0972
[12 empty] | 3836 | -2.8 | -3.1123 | 38.36 | -3.8254
[12 empty] | 3837 | -2.4 | -2.7123 | 38.37 | -3.5369
[12 empty] | 3838 | -2.4 | -2.7123 | 38.38 | -3.2331
[12 empty] | 3839 | -2.4 | -2.7123 | 38.39 | -2.9151
[12 empty] | 3840 | -2 | -2.3123 | 38.4 | -2.5845
[12 empty] | 3841 | -1.6 | -1.9123 | 38.41 | -2.2426
[12 empty] | 3842 | -0.8 | -1.1123 | 38.42 | -1.891
[12 empty] | 3843 | -1.2 | -1.5123 | 38.43 | -1.5313
[12 empty] | 3844 | -0.4 | -0.71232 | 38.44 | -1.1649
[12 empty] | 3845 | -0.4 | -0.71232 | 38.45 | -0.79365
[12 empty] | 3846 | 0 | -0.31232 | 38.46 | -0.41901
[12 empty] | 3847 | 0.4 | 0.08768 | 38.47 | -0.042687
[12 empty] | 3848 | 0.8 | 0.48768 | 38.48 | 0.33368
[12 empty] | 3849 | 1.2 | 0.88768 | 38.49 | 0.70843
[12 empty] | 3850 | 1.6 | 1.2877 | 38.5 | 1.0799
[12 empty] | 3851 | 1.6 | 1.2877 | 38.51 | 1.4465
[12 empty] | 3852 | 2.4 | 2.0877 | 38.52 | 1.8066
[12 empty] | 3853 | 2.8 | 2.4877 | 38.53 | 2.1586
[12 empty] | 3854 | 2.8 | 2.4877 | 38.54 | 2.501
[12 empty] | 3855 | 2.8 | 2.4877 | 38.55 | 2.8323
[12 empty] | 3856 | 3.2 | 2.8877 | 38.56 | 3.151
[12 empty] | 3857 | 3.6 | 3.2877 | 38.57 | 3.4558
[12 empty] | 3858 | 4 | 3.6877 | 38.58 | 3.7452
[12 empty] | 3859 | 4 | 3.6877 | 38.59 | 4.0181
[12 empty] | 3860 | 4.4 | 4.0877 | 38.6 | 4.2732
[12 empty] | 3861 | 4.4 | 4.0877 | 38.61 | 4.5094
[12 empty] | 3862 | 4.8 | 4.4877 | 38.62 | 4.7258
[12 empty] | 3863 | 4.8 | 4.4877 | 38.63 | 4.9213
[12 empty] | 3864 | 5.2 | 4.8877 | 38.64 | 5.0951
[12 empty] | 3865 | 5.2 | 4.8877 | 38.65 | 5.2464
[12 empty] | 3866 | 5.6 | 5.2877 | 38.66 | 5.3747
[12 empty] | 3867 | 5.2 | 4.8877 | 38.67 | 5.4793
[12 empty] | 3868 | 5.6 | 5.2877 | 38.68 | 5.5598
[12 empty] | 3869 | 5.6 | 5.2877 | 38.69 | 5.6158
[12 empty] | 3870 | 5.6 | 5.2877 | 38.7 | 5.6471
[12 empty] | 3871 | 5.6 | 5.2877 | 38.71 | 5.6537
[12 empty] | 3872 | 5.6 | 5.2877 | 38.72 | 5.6353
[12 empty] | 3873 | 5.2 | 4.8877 | 38.73 | 5.5923
[12 empty] | 3874 | 5.2 | 4.8877 | 38.74 | 5.5247
[12 empty] | 3875 | 5.2 | 4.8877 | 38.75 | 5.4328
[12 empty] | 3876 | 4.8 | 4.4877 | 38.76 | 5.3172
[12 empty] | 3877 | 5.2 | 4.8877 | 38.77 | 5.1782
[12 empty] | 3878 | 5.2 | 4.8877 | 38.78 | 5.0165
[12 empty] | 3879 | 4.4 | 4.0877 | 38.79 | 4.8329
[12 empty] | 3880 | 4.4 | 4.0877 | 38.8 | 4.6281
[12 empty] | 3881 | 4.4 | 4.0877 | 38.81 | 4.4031
[12 empty] | 3882 | 3.6 | 3.2877 | 38.82 | 4.1588
[12 empty] | 3883 | 4 | 3.6877 | 38.83 | 3.8963
[12 empty] | 3884 | 3.2 | 2.8877 | 38.84 | 3.6168
[12 empty] | 3885 | 3.2 | 2.8877 | 38.85 | 3.3216
[12 empty] | 3886 | 2.8 | 2.4877 | 38.86 | 3.0119
[12 empty] | 3887 | 2.8 | 2.4877 | 38.87 | 2.689
[12 empty] | 3888 | 2 | 1.6877 | 38.88 | 2.3545
[12 empty] | 3889 | 2.4 | 2.0877 | 38.89 | 2.0098
[12 empty] | 3890 | 1.6 | 1.2877 | 38.9 | 1.6564
[12 empty] | 3891 | 1.2 | 0.88768 | 38.91 | 1.2958
[12 empty] | 3892 | 0.8 | 0.48768 | 38.92 | 0.92975
[12 empty] | 3893 | 0.8 | 0.48768 | 38.93 | 0.55972
[12 empty] | 3894 | 0 | -0.31232 | 38.94 | 0.18737
[12 empty] | 3895 | 0 | -0.31232 | 38.95 | -0.18564
[12 empty] | 3896 | -0.4 | -0.71232 | 38.96 | -0.5577
[12 empty] | 3897 | -0.8 | -1.1123 | 38.97 | -0.92716
[12 empty] | 3898 | -1.2 | -1.5123 | 38.98 | -1.2924
[12 empty] | 3899 | -1.2 | -1.5123 | 38.99 | -1.6518
[12 empty] | 3900 | -2 | -2.3123 | 39 | -2.0038
[12 empty] | 3901 | -2 | -2.3123 | 39.01 | -2.3469
[12 empty] | 3902 | -2 | -2.3123 | 39.02 | -2.6795
[12 empty] | 3903 | -2.4 | -2.7123 | 39.03 | -3.0003
[12 empty] | 3904 | -2.8 | -3.1123 | 39.04 | -3.3077
[12 empty] | 3905 | -3.2 | -3.5123 | 39.05 | -3.6005
[12 empty] | 3906 | -2.8 | -3.1123 | 39.06 | -3.8773
[12 empty] | 3907 | -3.6 | -3.9123 | 39.07 | -4.137
[12 empty] | 3908 | -3.6 | -3.9123 | 39.08 | -4.3784
[12 empty] | 3909 | -3.6 | -3.9123 | 39.09 | -4.6005
[12 empty] | 3910 | -4.4 | -4.7123 | 39.1 | -4.8023
[12 empty] | 3911 | -4 | -4.3123 | 39.11 | -4.983
[12 empty] | 3912 | -4.4 | -4.7123 | 39.12 | -5.1416
[12 empty] | 3913 | -4.4 | -4.7123 | 39.13 | -5.2777
[12 empty] | 3914 | -4.4 | -4.7123 | 39.14 | -5.3905
[12 empty] | 3915 | -4.8 | -5.1123 | 39.15 | -5.4795
[12 empty] | 3916 | -4.4 | -4.7123 | 39.16 | -5.5445
[12 empty] | 3917 | -4.4 | -4.7123 | 39.17 | -5.5851
[12 empty] | 3918 | -4.8 | -5.1123 | 39.18 | -5.6011
[12 empty] | 3919 | -4.4 | -4.7123 | 39.19 | -5.5925
[12 empty] | 3920 | -4.4 | -4.7123 | 39.2 | -5.5594
[12 empty] | 3921 | -4.8 | -5.1123 | 39.21 | -5.5018
[12 empty] | 3922 | -4.4 | -4.7123 | 39.22 | -5.4202
[12 empty] | 3923 | -4.4 | -4.7123 | 39.23 | -5.3147
[12 empty] | 3924 | -4 | -4.3123 | 39.24 | -5.1859
[12 empty] | 3925 | -4 | -4.3123 | 39.25 | -5.0344
[12 empty] | 3926 | -3.6 | -3.9123 | 39.26 | -4.8609
[12 empty] | 3927 | -4 | -4.3123 | 39.27 | -4.6661
[12 empty] | 3928 | -3.2 | -3.5123 | 39.28 | -4.4508
[12 empty] | 3929 | -3.6 | -3.9123 | 39.29 | -4.2161
[12 empty] | 3930 | -2.8 | -3.1123 | 39.3 | -3.963
[12 empty] | 3931 | -3.2 | -3.5123 | 39.31 | -3.6925
[12 empty] | 3932 | -2.4 | -2.7123 | 39.32 | -3.406
[12 empty] | 3933 | -2.4 | -2.7123 | 39.33 | -3.1046
[12 empty] | 3934 | -2 | -2.3123 | 39.34 | -2.7897
[12 empty] | 3935 | -2 | -2.3123 | 39.35 | -2.4626
[12 empty] | 3936 | -1.6 | -1.9123 | 39.36 | -2.1249
[12 empty] | 3937 | -1.2 | -1.5123 | 39.37 | -1.778
[12 empty] | 3938 | -0.8 | -1.1123 | 39.38 | -1.4234
[12 empty] | 3939 | -0.4 | -0.71232 | 39.39 | -1.0626
[12 empty] | 3940 | 0 | -0.31232 | 39.4 | -0.6974
[12 empty] | 3941 | 0.4 | 0.08768 | 39.41 | -0.32925
[12 empty] | 3942 | 0.8 | 0.48768 | 39.42 | 0.04021
[12 empty] | 3943 | 0.8 | 0.48768 | 39.43 | 0.40934
[12 empty] | 3944 | 1.2 | 0.88768 | 39.44 | 0.77653
[12 empty] | 3945 | 1.2 | 0.88768 | 39.45 | 1.1402
[12 empty] | 3946 | 2 | 1.6877 | 39.46 | 1.4986
[12 empty] | 3947 | 2 | 1.6877 | 39.47 | 1.8504
[12 empty] | 3948 | 2.8 | 2.4877 | 39.48 | 2.1939
[12 empty] | 3949 | 2.8 | 2.4877 | 39.49 | 2.5276
[12 empty] | 3950 | 3.2 | 2.8877 | 39.5 | 2.8501
[12 empty] | 3951 | 3.6 | 3.2877 | 39.51 | 3.1599
[12 empty] | 3952 | 3.6 | 3.2877 | 39.52 | 3.4557
[12 empty] | 3953 | 4 | 3.6877 | 39.53 | 3.7363
[12 empty] | 3954 | 4 | 3.6877 | 39.54 | 4.0003
[12 empty] | 3955 | 4.4 | 4.0877 | 39.55 | 4.2466
[12 empty] | 3956 | 4.4 | 4.0877 | 39.56 | 4.4742
[12 empty] | 3957 | 4.8 | 4.4877 | 39.57 | 4.682
[12 empty] | 3958 | 4.4 | 4.0877 | 39.58 | 4.8692
[12 empty] | 3959 | 5.2 | 4.8877 | 39.59 | 5.035
[12 empty] | 3960 | 5.6 | 5.2877 | 39.6 | 5.1785
[12 empty] | 3961 | 5.6 | 5.2877 | 39.61 | 5.2993
[12 empty] | 3962 | 5.2 | 4.8877 | 39.62 | 5.3967
[12 empty] | 3963 | 5.2 | 4.8877 | 39.63 | 5.4704
[12 empty] | 3964 | 5.2 | 4.8877 | 39.64 | 5.52
[12 empty] | 3965 | 5.2 | 4.8877 | 39.65 | 5.5453
[12 empty] | 3966 | 5.6 | 5.2877 | 39.66 | 5.5463
[12 empty] | 3967 | 5.2 | 4.8877 | 39.67 | 5.5229
[12 empty] | 3968 | 5.2 | 4.8877 | 39.68 | 5.4753
[12 empty] | 3969 | 5.2 | 4.8877 | 39.69 | 5.4037
[12 empty] | 3970 | 5.2 | 4.8877 | 39.7 | 5.3083
[12 empty] | 3971 | 4.4 | 4.0877 | 39.71 | 5.1897
[12 empty] | 3972 | 4.8 | 4.4877 | 39.72 | 5.0483
[12 empty] | 3973 | 4.4 | 4.0877 | 39.73 | 4.8848
[12 empty] | 3974 | 4.4 | 4.0877 | 39.74 | 4.6999
[12 empty] | 3975 | 4 | 3.6877 | 39.75 | 4.4944
[12 empty] | 3976 | 4.4 | 4.0877 | 39.76 | 4.2693
[12 empty] | 3977 | 4 | 3.6877 | 39.77 | 4.0255
[12 empty] | 3978 | 3.6 | 3.2877 | 39.78 | 3.7641
[12 empty] | 3979 | 2.8 | 2.4877 | 39.79 | 3.4863
[12 empty] | 3980 | 3.2 | 2.8877 | 39.8 | 3.1933
[12 empty] | 3981 | 2.8 | 2.4877 | 39.81 | 2.8864
[12 empty] | 3982 | 2.4 | 2.0877 | 39.82 | 2.5669
[12 empty] | 3983 | 2.4 | 2.0877 | 39.83 | 2.2363
[12 empty] | 3984 | 1.6 | 1.2877 | 39.84 | 1.896
[12 empty] | 3985 | 1.2 | 0.88768 | 39.85 | 1.5474
[12 empty] | 3986 | 1.2 | 0.88768 | 39.86 | 1.1923
[12 empty] | 3987 | 0.8 | 0.48768 | 39.87 | 0.83202
[12 empty] | 3988 | 0.4 | 0.08768 | 39.88 | 0.46825
[12 empty] | 3989 | 0.4 | 0.08768 | 39.89 | 0.10256
[12 empty] | 3990 | -0.4 | -0.71232 | 39.9 | -0.26343
[12 empty] | 3991 | -0.4 | -0.71232 | 39.91 | -0.62811
[12 empty] | 3992 | -0.8 | -1.1123 | 39.92 | -0.9899
[12 empty] | 3993 | -1.2 | -1.5123 | 39.93 | -1.3472
[12 empty] | 3994 | -2 | -2.3123 | 39.94 | -1.6984
[12 empty] | 3995 | -2 | -2.3123 | 39.95 | -2.0421
[12 empty] | 3996 | -2 | -2.3123 | 39.96 | -2.3766
[12 empty] | 3997 | -2 | -2.3123 | 39.97 | -2.7005
[12 empty] | 3998 | -2.4 | -2.7123 | 39.98 | -3.0125
[12 empty] | 3999 | -2.8 | -3.1123 | 39.99 | -3.3111
[12 empty] | 4000 | -2.8 | -3.1123 | 40 | -3.5951
[12 empty] | 4001 | -2.8 | -3.1123 | 40.01 | -3.8631
[12 empty] | 4002 | -3.6 | -3.9123 | 40.02 | -4.1141
[12 empty] | 4003 | -3.6 | -3.9123 | 40.03 | -4.3469
[12 empty] | 4004 | -3.6 | -3.9123 | 40.04 | -4.5605
[12 empty] | 4005 | -4 | -4.3123 | 40.05 | -4.754
[12 empty] | 4006 | -4 | -4.3123 | 40.06 | -4.9265
[12 empty] | 4007 | -4 | -4.3123 | 40.07 | -5.0773
[12 empty] | 4008 | -4.4 | -4.7123 | 40.08 | -5.2058
[12 empty] | 4009 | -4.4 | -4.7123 | 40.09 | -5.3113
[12 empty] | 4010 | -4.8 | -5.1123 | 40.1 | -5.3935
[12 empty] | 4011 | -4.4 | -4.7123 | 40.11 | -5.452
[12 empty] | 4012 | -4.8 | -5.1123 | 40.12 | -5.4865
[12 empty] | 4013 | -4.8 | -5.1123 | 40.13 | -5.4968
[12 empty] | 4014 | -4.4 | -4.7123 | 40.14 | -5.4831
[12 empty] | 4015 | -5.2 | -5.5123 | 40.15 | -5.4452
[12 empty] | 4016 | -4 | -4.3123 | 40.16 | -5.3834
[12 empty] | 4017 | -4.4 | -4.7123 | 40.17 | -5.2981
[12 empty] | 4018 | -4.4 | -4.7123 | 40.18 | -5.1894
[12 empty] | 4019 | -4 | -4.3123 | 40.19 | -5.0581
[12 empty] | 4020 | -4 | -4.3123 | 40.2 | -4.9045
[12 empty] | 4021 | -4 | -4.3123 | 40.21 | -4.7295
[12 empty] | 4022 | -3.6 | -3.9123 | 40.22 | -4.5338
[12 empty] | 4023 | -3.2 | -3.5123 | 40.23 | -4.3182
[12 empty] | 4024 | -3.6 | -3.9123 | 40.24 | -4.0838
[12 empty] | 4025 | -2.8 | -3.1123 | 40.25 | -3.8315
[12 empty] | 4026 | -2.4 | -2.7123 | 40.26 | -3.5625
[12 empty] | 4027 | -2.4 | -2.7123 | 40.27 | -3.278
[12 empty] | 4028 | -2.4 | -2.7123 | 40.28 | -2.9791
[12 empty] | 4029 | -2 | -2.3123 | 40.29 | -2.6673
[12 empty] | 4030 | -1.6 | -1.9123 | 40.3 | -2.3439
[12 empty] | 4031 | -1.2 | -1.5123 | 40.31 | -2.0104
[12 empty] | 4032 | -0.8 | -1.1123 | 40.32 | -1.6681
[12 empty] | 4033 | -0.4 | -0.71232 | 40.33 | -1.3186
[12 empty] | 4034 | 0 | -0.31232 | 40.34 | -0.96353
[12 empty] | 4035 | -0.4 | -0.71232 | 40.35 | -0.60433
[12 empty] | 4036 | 0.4 | 0.08768 | 40.36 | -0.24262
[12 empty] | 4037 | 0.8 | 0.48768 | 40.37 | 0.12001
[12 empty] | 4038 | 1.2 | 0.88768 | 40.38 | 0.48198
[12 empty] | 4039 | 1.2 | 0.88768 | 40.39 | 0.84168
[12 empty] | 4040 | 1.2 | 0.88768 | 40.4 | 1.1975
[12 empty] | 4041 | 2 | 1.6877 | 40.41 | 1.548
[12 empty] | 4042 | 2.4 | 2.0877 | 40.42 | 1.8915
[12 empty] | 4043 | 2.8 | 2.4877 | 40.43 | 2.2266
[12 empty] | 4044 | 2.8 | 2.4877 | 40.44 | 2.5518
[12 empty] | 4045 | 3.6 | 3.2877 | 40.45 | 2.8656
[12 empty] | 4046 | 3.2 | 2.8877 | 40.46 | 3.1667
[12 empty] | 4047 | 3.6 | 3.2877 | 40.47 | 3.4538
[12 empty] | 4048 | 4 | 3.6877 | 40.48 | 3.7256
[12 empty] | 4049 | 4.4 | 4.0877 | 40.49 | 3.9809
[12 empty] | 4050 | 4.4 | 4.0877 | 40.5 | 4.2186
[12 empty] | 4051 | 4.4 | 4.0877 | 40.51 | 4.4378
[12 empty] | 4052 | 4.4 | 4.0877 | 40.52 | 4.6373
[12 empty] | 4053 | 4.8 | 4.4877 | 40.53 | 4.8164
[12 empty] | 4054 | 5.2 | 4.8877 | 40.54 | 4.9742
[12 empty] | 4055 | 5.2 | 4.8877 | 40.55 | 5.1102
[12 empty] | 4056 | 5.2 | 4.8877 | 40.56 | 5.2236
[12 empty] | 4057 | 5.2 | 4.8877 | 40.57 | 5.3141
[12 empty] | 4058 | 5.2 | 4.8877 | 40.58 | 5.3812
[12 empty] | 4059 | 5.6 | 5.2877 | 40.59 | 5.4246
[12 empty] | 4060 | 5.6 | 5.2877 | 40.6 | 5.4442
[12 empty] | 4061 | 4.8 | 4.4877 | 40.61 | 5.4398
[12 empty] | 4062 | 5.2 | 4.8877 | 40.62 | 5.4116
[12 empty] | 4063 | 5.2 | 4.8877 | 40.63 | 5.3596
[12 empty] | 4064 | 5.2 | 4.8877 | 40.64 | 5.2841
[12 empty] | 4065 | 4.8 | 4.4877 | 40.65 | 5.1854
[12 empty] | 4066 | 4.8 | 4.4877 | 40.66 | 5.0639
[12 empty] | 4067 | 4.4 | 4.0877 | 40.67 | 4.9203
[12 empty] | 4068 | 4.4 | 4.0877 | 40.68 | 4.7551
[12 empty] | 4069 | 4.4 | 4.0877 | 40.69 | 4.5691
[12 empty] | 4070 | 4 | 3.6877 | 40.7 | 4.3631
[12 empty] | 4071 | 3.6 | 3.2877 | 40.71 | 4.138
[12 empty] | 4072 | 3.6 | 3.2877 | 40.72 | 3.8949
[12 empty] | 4073 | 3.6 | 3.2877 | 40.73 | 3.6347
[12 empty] | 4074 | 3.2 | 2.8877 | 40.74 | 3.3586
[12 empty] | 4075 | 2.8 | 2.4877 | 40.75 | 3.0679
[12 empty] | 4076 | 2.8 | 2.4877 | 40.76 | 2.7639
[12 empty] | 4077 | 2.4 | 2.0877 | 40.77 | 2.4478
[12 empty] | 4078 | 2 | 1.6877 | 40.78 | 2.1211
[12 empty] | 4079 | 2 | 1.6877 | 40.79 | 1.7853
[12 empty] | 4080 | 1.2 | 0.88768 | 40.8 | 1.4417
[12 empty] | 4081 | 1.2 | 0.88768 | 40.81 | 1.0919
[12 empty] | 4082 | 0.8 | 0.48768 | 40.82 | 0.73744
[12 empty] | 4083 | 0.4 | 0.08768 | 40.83 | 0.3799
[12 empty] | 4084 | 0.4 | 0.08768 | 40.84 | 0.020835
[12 empty] | 4085 | -0.4 | -0.71232 | 40.85 | -0.33818
[12 empty] | 4086 | -0.4 | -0.71232 | 40.86 | -0.69557
[12 empty] | 4087 | -0.8 | -1.1123 | 40.87 | -1.0498
[12 empty] | 4088 | -1.2 | -1.5123 | 40.88 | -1.3992
[12 empty] | 4089 | -1.2 | -1.5123 | 40.89 | -1.7423
[12 empty] | 4090 | -2 | -2.3123 | 40.9 | -2.0777
[12 empty] | 4091 | -2 | -2.3123 | 40.91 | -2.4038
[12 empty] | 4092 | -2.4 | -2.7123 | 40.92 | -2.7192
[12 empty] | 4093 | -2.4 | -2.7123 | 40.93 | -3.0226
[12 empty] | 4094 | -2.8 | -3.1123 | 40.94 | -3.3125
[12 empty] | 4095 | -2.8 | -3.1123 | 40.95 | -3.5878
[12 empty] | 4096 | -3.2 | -3.5123 | 40.96 | -3.8472
[12 empty] | 4097 | -3.6 | -3.9123 | 40.97 | -4.0896
[12 empty] | 4098 | -3.6 | -3.9123 | 40.98 | -4.314
[12 empty] | 4099 | -3.6 | -3.9123 | 40.99 | -4.5193
[12 empty] | 4100 | -4 | -4.3123 | 41 | -4.7047
[12 empty] | 4101 | -3.6 | -3.9123 | 41.01 | -4.8693
[12 empty] | 4102 | -4 | -4.3123 | 41.02 | -5.0125
[12 empty] | 4103 | -4 | -4.3123 | 41.03 | -5.1337
[12 empty] | 4104 | -4.4 | -4.7123 | 41.04 | -5.2322
[12 empty] | 4105 | -4.4 | -4.7123 | 41.05 | -5.3077
[12 empty] | 4106 | -4.4 | -4.7123 | 41.06 | -5.3598
[12 empty] | 4107 | -4.8 | -5.1123 | 41.07 | -5.3884
[12 empty] | 4108 | -4.4 | -4.7123 | 41.08 | -5.3933
[12 empty] | 4109 | -4.8 | -5.1123 | 41.09 | -5.3746
[12 empty] | 4110 | -4.8 | -5.1123 | 41.1 | -5.3322
[12 empty] | 4111 | -4 | -4.3123 | 41.11 | -5.2664
[12 empty] | 4112 | -4 | -4.3123 | 41.12 | -5.1775
[12 empty] | 4113 | -4 | -4.3123 | 41.13 | -5.0659
[12 empty] | 4114 | -3.6 | -3.9123 | 41.14 | -4.9321
[12 empty] | 4115 | -4 | -4.3123 | 41.15 | -4.7767
[12 empty] | 4116 | -3.6 | -3.9123 | 41.16 | -4.6004
[12 empty] | 4117 | -3.2 | -3.5123 | 41.17 | -4.4039
[12 empty] | 4118 | -3.6 | -3.9123 | 41.18 | -4.1882
[12 empty] | 4119 | -3.2 | -3.5123 | 41.19 | -3.9541
[12 empty] | 4120 | -2.8 | -3.1123 | 41.2 | -3.7028
[12 empty] | 4121 | -2 | -2.3123 | 41.21 | -3.4353
[12 empty] | 4122 | -2.4 | -2.7123 | 41.22 | -3.1528
[12 empty] | 4123 | -2 | -2.3123 | 41.23 | -2.8566
[12 empty] | 4124 | -1.6 | -1.9123 | 41.24 | -2.548
[12 empty] | 4125 | -1.6 | -1.9123 | 41.25 | -2.2283
[12 empty] | 4126 | -0.8 | -1.1123 | 41.26 | -1.8989
[12 empty] | 4127 | -0.8 | -1.1123 | 41.27 | -1.5613
[12 empty] | 4128 | -0.4 | -0.71232 | 41.28 | -1.217
[12 empty] | 4129 | -0.4 | -0.71232 | 41.29 | -0.86754
[12 empty] | 4130 | 0.4 | 0.08768 | 41.3 | -0.51436
[12 empty] | 4131 | 0.4 | 0.08768 | 41.31 | -0.15906
[12 empty] | 4132 | 0.4 | 0.08768 | 41.32 | 0.19679
[12 empty] | 4133 | 1.2 | 0.88768 | 41.33 | 0.55165
[12 empty] | 4134 | 1.2 | 0.88768 | 41.34 | 0.90393
[12 empty] | 4135 | 1.6 | 1.2877 | 41.35 | 1.2521
[12 empty] | 4136 | 2 | 1.6877 | 41.36 | 1.5946
[12 empty] | 4137 | 2.4 | 2.0877 | 41.37 | 1.93
[12 empty] | 4138 | 2.4 | 2.0877 | 41.38 | 2.2568
[12 empty] | 4139 | 2.8 | 2.4877 | 41.39 | 2.5736
[12 empty] | 4140 | 3.2 | 2.8877 | 41.4 | 2.8789
[12 empty] | 4141 | 2.8 | 2.4877 | 41.41 | 3.1714
[12 empty] | 4142 | 3.6 | 3.2877 | 41.42 | 3.4499
[12 empty] | 4143 | 4 | 3.6877 | 41.43 | 3.7132
[12 empty] | 4144 | 4 | 3.6877 | 41.44 | 3.96
[12 empty] | 4145 | 4.4 | 4.0877 | 41.45 | 4.1893
[12 empty] | 4146 | 4.4 | 4.0877 | 41.46 | 4.4002
[12 empty] | 4147 | 4.4 | 4.0877 | 41.47 | 4.5916
[12 empty] | 4148 | 4.4 | 4.0877 | 41.48 | 4.7628
[12 empty] | 4149 | 4.8 | 4.4877 | 41.49 | 4.913
[12 empty] | 4150 | 4.8 | 4.4877 | 41.5 | 5.0415
[12 empty] | 4151 | 4.8 | 4.4877 | 41.51 | 5.1479
[12 empty] | 4152 | 4.8 | 4.4877 | 41.52 | 5.2316
[12 empty] | 4153 | 5.2 | 4.8877 | 41.53 | 5.2923
[12 empty] | 4154 | 5.6 | 5.2877 | 41.54 | 5.3297
[12 empty] | 4155 | 5.2 | 4.8877 | 41.55 | 5.3437
[12 empty] | 4156 | 5.2 | 4.8877 | 41.56 | 5.3342
[12 empty] | 4157 | 4.8 | 4.4877 | 41.57 | 5.3013
[12 empty] | 4158 | 5.2 | 4.8877 | 41.58 | 5.2451
[12 empty] | 4159 | 4.8 | 4.4877 | 41.59 | 5.1659
[12 empty] | 4160 | 4.8 | 4.4877 | 41.6 | 5.0641
[12 empty] | 4161 | 4.4 | 4.0877 | 41.61 | 4.94
[12 empty] | 4162 | 4.4 | 4.0877 | 41.62 | 4.7943
[12 empty] | 4163 | 4.4 | 4.0877 | 41.63 | 4.6276
[12 empty] | 4164 | 4.4 | 4.0877 | 41.64 | 4.4406
[12 empty] | 4165 | 4 | 3.6877 | 41.65 | 4.2342
[12 empty] | 4166 | 3.6 | 3.2877 | 41.66 | 4.0093
[12 empty] | 4167 | 3.2 | 2.8877 | 41.67 | 3.7669
[12 empty] | 4168 | 3.6 | 3.2877 | 41.68 | 3.508
[12 empty] | 4169 | 2.8 | 2.4877 | 41.69 | 3.2338
[12 empty] | 4170 | 2.8 | 2.4877 | 41.7 | 2.9455
[12 empty] | 4171 | 2.8 | 2.4877 | 41.71 | 2.6444
[12 empty] | 4172 | 2.4 | 2.0877 | 41.72 | 2.3318
[12 empty] | 4173 | 2 | 1.6877 | 41.73 | 2.0091
[12 empty] | 4174 | 1.6 | 1.2877 | 41.74 | 1.6777
[12 empty] | 4175 | 1.2 | 0.88768 | 41.75 | 1.339
[12 empty] | 4176 | 0.8 | 0.48768 | 41.76 | 0.99459
[12 empty] | 4177 | 0.4 | 0.08768 | 41.77 | 0.64595
[12 empty] | 4178 | 0.4 | 0.08768 | 41.78 | 0.29461
[12 empty] | 4179 | -0.4 | -0.71232 | 41.79 | -0.057878
[12 empty] | 4180 | -0.4 | -0.71232 | 41.8 | -0.40997
[12 empty] | 4181 | -0.4 | -0.71232 | 41.81 | -0.76013
[12 empty] | 4182 | -0.8 | -1.1123 | 41.82 | -1.1068
[12 empty] | 4183 | -0.8 | -1.1123 | 41.83 | -1.4485
[12 empty] | 4184 | -1.6 | -1.9123 | 41.84 | -1.7837
[12 empty] | 4185 | -2 | -2.3123 | 41.85 | -2.1109
[12 empty] | 4186 | -2.4 | -2.7123 | 41.86 | -2.4287
[12 empty] | 4187 | -2.4 | -2.7123 | 41.87 | -2.7357
[12 empty] | 4188 | -2.4 | -2.7123 | 41.88 | -3.0306
[12 empty] | 4189 | -2.8 | -3.1123 | 41.89 | -3.312
[12 empty] | 4190 | -3.2 | -3.5123 | 41.9 | -3.5788
[12 empty] | 4191 | -3.6 | -3.9123 | 41.91 | -3.8298
[12 empty] | 4192 | -3.6 | -3.9123 | 41.92 | -4.0638
[12 empty] | 4193 | -3.6 | -3.9123 | 41.93 | -4.2799
[12 empty] | 4194 | -4 | -4.3123 | 41.94 | -4.4772
[12 empty] | 4195 | -3.6 | -3.9123 | 41.95 | -4.6546
[12 empty] | 4196 | -4.4 | -4.7123 | 41.96 | -4.8116
[12 empty] | 4197 | -4 | -4.3123 | 41.97 | -4.9473
[12 empty] | 4198 | -4 | -4.3123 | 41.98 | -5.0613
[12 empty] | 4199 | -4 | -4.3123 | 41.99 | -5.153
[12 empty] | 4200 | -4.4 | -4.7123 | 42 | -5.222
[12 empty] | 4201 | -4.8 | -5.1123 | 42.01 | -5.2681
[12 empty] | 4202 | -4 | -4.3123 | 42.02 | -5.291
[12 empty] | 4203 | -4.8 | -5.1123 | 42.03 | -5.2906
[12 empty] | 4204 | -4.4 | -4.7123 | 42.04 | -5.2671
[12 empty] | 4205 | -4 | -4.3123 | 42.05 | -5.2204
[12 empty] | 4206 | -4 | -4.3123 | 42.06 | -5.1507
[12 empty] | 4207 | -4 | -4.3123 | 42.07 | -5.0585
[12 empty] | 4208 | -4 | -4.3123 | 42.08 | -4.9441
[12 empty] | 4209 | -3.6 | -3.9123 | 42.09 | -4.808
[12 empty] | 4210 | -3.6 | -3.9123 | 42.1 | -4.6509
[12 empty] | 4211 | -4 | -4.3123 | 42.11 | -4.4734
[12 empty] | 4212 | -3.2 | -3.5123 | 42.12 | -4.2763
[12 empty] | 4213 | -3.6 | -3.9123 | 42.13 | -4.0605
[12 empty] | 4214 | -2.8 | -3.1123 | 42.14 | -3.827
[12 empty] | 4215 | -2.4 | -2.7123 | 42.15 | -3.5767
[12 empty] | 4216 | -2 | -2.3123 | 42.16 | -3.3109
[12 empty] | 4217 | -2 | -2.3123 | 42.17 | -3.0306
[12 empty] | 4218 | -2 | -2.3123 | 42.18 | -2.7371
[12 empty] | 4219 | -1.6 | -1.9123 | 42.19 | -2.4317
[12 empty] | 4220 | -1.6 | -1.9123 | 42.2 | -2.1157
[12 empty] | 4221 | -0.8 | -1.1123 | 42.21 | -1.7906
[12 empty] | 4222 | -0.4 | -0.71232 | 42.22 | -1.4577
[12 empty] | 4223 | -0.4 | -0.71232 | 42.23 | -1.1185
[12 empty] | 4224 | -0.4 | -0.71232 | 42.24 | -0.77462
[12 empty] | 4225 | 0.4 | 0.08768 | 42.25 | -0.42744
[12 empty] | 4226 | 0.8 | 0.48768 | 42.26 | -0.078512
[12 empty] | 4227 | 0.8 | 0.48768 | 42.27 | 0.27062
[12 empty] | 4228 | 1.2 | 0.88768 | 42.28 | 0.61842
[12 empty] | 4229 | 1.2 | 0.88768 | 42.29 | 0.96337
[12 empty] | 4230 | 2 | 1.6877 | 42.3 | 1.304
[12 empty] | 4231 | 2 | 1.6877 | 42.31 | 1.6387
[12 empty] | 4232 | 2 | 1.6877 | 42.32 | 1.9661
[12 empty] | 4233 | 2.8 | 2.4877 | 42.33 | 2.2847
[12 empty] | 4234 | 2.8 | 2.4877 | 42.34 | 2.5931
[12 empty] | 4235 | 3.2 | 2.8877 | 42.35 | 2.8901
[12 empty] | 4236 | 3.2 | 2.8877 | 42.36 | 3.1742
[12 empty] | 4237 | 3.6 | 3.2877 | 42.37 | 3.4443
[12 empty] | 4238 | 3.6 | 3.2877 | 42.38 | 3.6991
[12 empty] | 4239 | 4 | 3.6877 | 42.39 | 3.9376
[12 empty] | 4240 | 4 | 3.6877 | 42.4 | 4.1587
[12 empty] | 4241 | 4.4 | 4.0877 | 42.41 | 4.3615
[12 empty] | 4242 | 4.4 | 4.0877 | 42.42 | 4.545
[12 empty] | 4243 | 4.4 | 4.0877 | 42.43 | 4.7085
[12 empty] | 4244 | 4.4 | 4.0877 | 42.44 | 4.8512
[12 empty] | 4245 | 5.2 | 4.8877 | 42.45 | 4.9726
[12 empty] | 4246 | 4.8 | 4.4877 | 42.46 | 5.072
[12 empty] | 4247 | 5.2 | 4.8877 | 42.47 | 5.1492
[12 empty] | 4248 | 4.8 | 4.4877 | 42.48 | 5.2037
[12 empty] | 4249 | 5.2 | 4.8877 | 42.49 | 5.2353
[12 empty] | 4250 | 5.2 | 4.8877 | 42.5 | 5.2439
[12 empty] | 4251 | 4.8 | 4.4877 | 42.51 | 5.2295
[12 empty] | 4252 | 5.2 | 4.8877 | 42.52 | 5.1921
[12 empty] | 4253 | 4.8 | 4.4877 | 42.53 | 5.132
[12 empty] | 4254 | 4.8 | 4.4877 | 42.54 | 5.0493
[12 empty] | 4255 | 4.8 | 4.4877 | 42.55 | 4.9444
[12 empty] | 4256 | 4.4 | 4.0877 | 42.56 | 4.8179
[12 empty] | 4257 | 4.4 | 4.0877 | 42.57 | 4.6703
[12 empty] | 4258 | 4 | 3.6877 | 42.58 | 4.5022
[12 empty] | 4259 | 4.4 | 4.0877 | 42.59 | 4.3144
[12 empty] | 4260 | 4 | 3.6877 | 42.6 | 4.1078
[12 empty] | 4261 | 3.6 | 3.2877 | 42.61 | 3.8831
[12 empty] | 4262 | 3.6 | 3.2877 | 42.62 | 3.6415
[12 empty] | 4263 | 2.8 | 2.4877 | 42.63 | 3.384
[12 empty] | 4264 | 2.8 | 2.4877 | 42.64 | 3.1118
[12 empty] | 4265 | 2.8 | 2.4877 | 42.65 | 2.826
[12 empty] | 4266 | 2.8 | 2.4877 | 42.66 | 2.5279
[12 empty] | 4267 | 2 | 1.6877 | 42.67 | 2.2188
[12 empty] | 4268 | 2 | 1.6877 | 42.68 | 1.9
[12 empty] | 4269 | 1.2 | 0.88768 | 42.69 | 1.5731
[12 empty] | 4270 | 1.2 | 0.88768 | 42.7 | 1.2394
[12 empty] | 4271 | 0.8 | 0.48768 | 42.71 | 0.90034
[12 empty] | 4272 | 0.8 | 0.48768 | 42.72 | 0.55749
[12 empty] | 4273 | 0.4 | 0.08768 | 42.73 | 0.21232
[12 empty] | 4274 | 0.4 | 0.08768 | 42.74 | -0.13364
[12 empty] | 4275 | -0.4 | -0.71232 | 42.75 | -0.47888
[12 empty] | 4276 | -0.8 | -1.1123 | 42.76 | -0.82187
[12 empty] | 4277 | -0.4 | -0.71232 | 42.77 | -1.1611
[12 empty] | 4278 | -1.2 | -1.5123 | 42.78 | -1.4951
[12 empty] | 4279 | -1.6 | -1.9123 | 42.79 | -1.8225
[12 empty] | 4280 | -2 | -2.3123 | 42.8 | -2.1416
[12 empty] | 4281 | -2 | -2.3123 | 42.81 | -2.4513
[12 empty] | 4282 | -2.4 | -2.7123 | 42.82 | -2.75
[12 empty] | 4283 | -2.4 | -2.7123 | 42.83 | -3.0366
[12 empty] | 4284 | -2.4 | -2.7123 | 42.84 | -3.3097
[12 empty] | 4285 | -3.2 | -3.5123 | 42.85 | -3.5682
[12 empty] | 4286 | -3.2 | -3.5123 | 42.86 | -3.8108
[12 empty] | 4287 | -3.6 | -3.9123 | 42.87 | -4.0367
[12 empty] | 4288 | -3.6 | -3.9123 | 42.88 | -4.2447
[12 empty] | 4289 | -3.6 | -3.9123 | 42.89 | -4.434
[12 empty] | 4290 | -4 | -4.3123 | 42.9 | -4.6038
[12 empty] | 4291 | -3.6 | -3.9123 | 42.91 | -4.7532
[12 empty] | 4292 | -4 | -4.3123 | 42.92 | -4.8818
[12 empty] | 4293 | -4.4 | -4.7123 | 42.93 | -4.9888
[12 empty] | 4294 | -4 | -4.3123 | 42.94 | -5.0739
[12 empty] | 4295 | -4 | -4.3123 | 42.95 | -5.1366
[12 empty] | 4296 | -4.4 | -4.7123 | 42.96 | -5.1768
[12 empty] | 4297 | -4 | -4.3123 | 42.97 | -5.1942
[12 empty] | 4298 | -4.4 | -4.7123 | 42.98 | -5.1888
[12 empty] | 4299 | -4 | -4.3123 | 42.99 | -5.1606
[12 empty] | 4300 | -4 | -4.3123 | 43 | -5.1097
[12 empty] | 4301 | -4 | -4.3123 | 43.01 | -5.0365
[12 empty] | 4302 | -4 | -4.3123 | 43.02 | -4.9411
[12 empty] | 4303 | -3.6 | -3.9123 | 43.03 | -4.824
[12 empty] | 4304 | -3.6 | -3.9123 | 43.04 | -4.6859
[12 empty] | 4305 | -3.6 | -3.9123 | 43.05 | -4.5272
[12 empty] | 4306 | -3.6 | -3.9123 | 43.06 | -4.3486
[12 empty] | 4307 | -2.8 | -3.1123 | 43.07 | -4.1511
[12 empty] | 4308 | -2.8 | -3.1123 | 43.08 | -3.9353
[12 empty] | 4309 | -3.2 | -3.5123 | 43.09 | -3.7024
[12 empty] | 4310 | -2.4 | -2.7123 | 43.1 | -3.4533
[12 empty] | 4311 | -2.4 | -2.7123 | 43.11 | -3.1892
[12 empty] | 4312 | -2 | -2.3123 | 43.12 | -2.9111
[12 empty] | 4313 | -1.6 | -1.9123 | 43.13 | -2.6204
[12 empty] | 4314 | -2 | -2.3123 | 43.14 | -2.3183
[12 empty] | 4315 | -1.2 | -1.5123 | 43.15 | -2.0061
[12 empty] | 4316 | -0.8 | -1.1123 | 43.16 | -1.6852
[12 empty] | 4317 | -0.4 | -0.71232 | 43.17 | -1.357
[12 empty] | 4318 | -0.4 | -0.71232 | 43.18 | -1.0231
[12 empty] | 4319 | -0.4 | -0.71232 | 43.19 | -0.68471
[12 empty] | 4320 | 0.8 | 0.48768 | 43.2 | -0.34349
[12 empty] | 4321 | 0.8 | 0.48768 | 43.21 | -0.00090195
[12 empty] | 4322 | 0.8 | 0.48768 | 43.22 | 0.34156
[12 empty] | 4323 | 1.2 | 0.88768 | 43.23 | 0.68238
[12 empty] | 4324 | 1.6 | 1.2877 | 43.24 | 1.0201
[12 empty] | 4325 | 1.6 | 1.2877 | 43.25 | 1.3531
[12 empty] | 4326 | 2.4 | 2.0877 | 43.26 | 1.6801
[12 empty] | 4327 | 2.4 | 2.0877 | 43.27 | 1.9996
[12 empty] | 4328 | 2.8 | 2.4877 | 43.28 | 2.3102
[12 empty] | 4329 | 2.8 | 2.4877 | 43.29 | 2.6105
[12 empty] | 4330 | 3.2 | 2.8877 | 43.3 | 2.8993
[12 empty] | 4331 | 3.6 | 3.2877 | 43.31 | 3.1751
[12 empty] | 4332 | 3.6 | 3.2877 | 43.32 | 3.4369
[12 empty] | 4333 | 4 | 3.6877 | 43.33 | 3.6836
[12 empty] | 4334 | 4 | 3.6877 | 43.34 | 3.9139
[12 empty] | 4335 | 4.4 | 4.0877 | 43.35 | 4.127
[12 empty] | 4336 | 4 | 3.6877 | 43.36 | 4.3218
[12 empty] | 4337 | 4.4 | 4.0877 | 43.37 | 4.4976
[12 empty] | 4338 | 4 | 3.6877 | 43.38 | 4.6535
[12 empty] | 4339 | 4.8 | 4.4877 | 43.39 | 4.789
[12 empty] | 4340 | 4.4 | 4.0877 | 43.4 | 4.9034
[12 empty] | 4341 | 5.2 | 4.8877 | 43.41 | 4.9962
[12 empty] | 4342 | 4.8 | 4.4877 | 43.42 | 5.067
[12 empty] | 4343 | 5.2 | 4.8877 | 43.43 | 5.1155
[12 empty] | 4344 | 5.2 | 4.8877 | 43.44 | 5.1415
[12 empty] | 4345 | 5.2 | 4.8877 | 43.45 | 5.1449
[12 empty] | 4346 | 4.8 | 4.4877 | 43.46 | 5.1258
[12 empty] | 4347 | 4.4 | 4.0877 | 43.47 | 5.0841
[12 empty] | 4348 | 5.2 | 4.8877 | 43.48 | 5.0201
[12 empty] | 4349 | 4.4 | 4.0877 | 43.49 | 4.9341
[12 empty] | 4350 | 4.4 | 4.0877 | 43.5 | 4.8265
[12 empty] | 4351 | 4.4 | 4.0877 | 43.51 | 4.6976
[12 empty] | 4352 | 4.4 | 4.0877 | 43.52 | 4.5483
[12 empty] | 4353 | 4.4 | 4.0877 | 43.53 | 4.3789
[12 empty] | 4354 | 4 | 3.6877 | 43.54 | 4.1905
[12 empty] | 4355 | 4 | 3.6877 | 43.55 | 3.9837
[12 empty] | 4356 | 3.6 | 3.2877 | 43.56 | 3.7594
[12 empty] | 4357 | 3.2 | 2.8877 | 43.57 | 3.5188
[12 empty] | 4358 | 2.8 | 2.4877 | 43.58 | 3.2628
[12 empty] | 4359 | 2.8 | 2.4877 | 43.59 | 2.9925
[12 empty] | 4360 | 2.8 | 2.4877 | 43.6 | 2.7093
[12 empty] | 4361 | 2.4 | 2.0877 | 43.61 | 2.4142
[12 empty] | 4362 | 2 | 1.6877 | 43.62 | 2.1087
[12 empty] | 4363 | 1.2 | 0.88768 | 43.63 | 1.794
[12 empty] | 4364 | 1.6 | 1.2877 | 43.64 | 1.4715
[12 empty] | 4365 | 1.2 | 0.88768 | 43.65 | 1.1427
[12 empty] | 4366 | 1.2 | 0.88768 | 43.66 | 0.80908
[12 empty] | 4367 | 0.8 | 0.48768 | 43.67 | 0.47199
[12 empty] | 4368 | 0 | -0.31232 | 43.68 | 0.13296
[12 empty] | 4369 | 0 | -0.31232 | 43.69 | -0.20652
[12 empty] | 4370 | -0.4 | -0.71232 | 43.7 | -0.54496
[12 empty] | 4371 | -0.8 | -1.1123 | 43.71 | -0.88087
[12 empty] | 4372 | -0.8 | -1.1123 | 43.72 | -1.2128
[12 empty] | 4373 | -1.2 | -1.5123 | 43.73 | -1.5392
[12 empty] | 4374 | -1.6 | -1.9123 | 43.74 | -1.8588
[12 empty] | 4375 | -2 | -2.3123 | 43.75 | -2.17
[12 empty] | 4376 | -2 | -2.3123 | 43.76 | -2.4717
[12 empty] | 4377 | -2.4 | -2.7123 | 43.77 | -2.7623
[12 empty] | 4378 | -2.4 | -2.7123 | 43.78 | -3.0407
[12 empty] | 4379 | -2.8 | -3.1123 | 43.79 | -3.3056
[12 empty] | 4380 | -3.2 | -3.5123 | 43.8 | -3.5559
[12 empty] | 4381 | -3.2 | -3.5123 | 43.81 | -3.7905
[12 empty] | 4382 | -3.6 | -3.9123 | 43.82 | -4.0083
[12 empty] | 4383 | -3.6 | -3.9123 | 43.83 | -4.2084
[12 empty] | 4384 | -3.6 | -3.9123 | 43.84 | -4.39
[12 empty] | 4385 | -3.6 | -3.9123 | 43.85 | -4.5522
[12 empty] | 4386 | -4 | -4.3123 | 43.86 | -4.6944
[12 empty] | 4387 | -4 | -4.3123 | 43.87 | -4.8159
[12 empty] | 4388 | -4 | -4.3123 | 43.88 | -4.9162
[12 empty] | 4389 | -4 | -4.3123 | 43.89 | -4.9948
[12 empty] | 4390 | -4.8 | -5.1123 | 43.9 | -5.0515
[12 empty] | 4391 | -4.4 | -4.7123 | 43.91 | -5.086
[12 empty] | 4392 | -4 | -4.3123 | 43.92 | -5.0981
[12 empty] | 4393 | -4.4 | -4.7123 | 43.93 | -5.0878
[12 empty] | 4394 | -4 | -4.3123 | 43.94 | -5.0552
[12 empty] | 4395 | -3.6 | -3.9123 | 43.95 | -5.0003
[12 empty] | 4396 | -4 | -4.3123 | 43.96 | -4.9236
[12 empty] | 4397 | -4 | -4.3123 | 43.97 | -4.8252
[12 empty] | 4398 | -3.6 | -3.9123 | 43.98 | -4.7057
[12 empty] | 4399 | -3.6 | -3.9123 | 43.99 | -4.5656
[12 empty] | 4400 | -3.2 | -3.5123 | 44 | -4.4054
[12 empty] | 4401 | -3.6 | -3.9123 | 44.01 | -4.226
[12 empty] | 4402 | -3.2 | -3.5123 | 44.02 | -4.0281
[12 empty] | 4403 | -2.8 | -3.1123 | 44.03 | -3.8126
[12 empty] | 4404 | -2.4 | -2.7123 | 44.04 | -3.5804
[12 empty] | 4405 | -2.4 | -2.7123 | 44.05 | -3.3326
[12 empty] | 4406 | -2.4 | -2.7123 | 44.06 | -3.0702
[12 empty] | 4407 | -2 | -2.3123 | 44.07 | -2.7945
[12 empty] | 4408 | -2 | -2.3123 | 44.08 | -2.5066
[12 empty] | 4409 | -1.6 | -1.9123 | 44.09 | -2.2078
[12 empty] | 4410 | -1.2 | -1.5123 | 44.1 | -1.8994
[12 empty] | 4411 | -0.8 | -1.1123 | 44.11 | -1.5828
[12 empty] | 4412 | -0.4 | -0.71232 | 44.12 | -1.2594
[12 empty] | 4413 | -0.4 | -0.71232 | 44.13 | -0.93053
[12 empty] | 4414 | 0.4 | 0.08768 | 44.14 | -0.59775
[12 empty] | 4415 | 0 | -0.31232 | 44.15 | -0.26247
[12 empty] | 4416 | 1.2 | 0.88768 | 44.16 | 0.073834
[12 empty] | 4417 | 0.8 | 0.48768 | 44.17 | 0.40968
[12 empty] | 4418 | 1.2 | 0.88768 | 44.18 | 0.74359
[12 empty] | 4419 | 1.6 | 1.2877 | 44.19 | 1.0741
[12 empty] | 4420 | 2.4 | 2.0877 | 44.2 | 1.3998
[12 empty] | 4421 | 2 | 1.6877 | 44.21 | 1.7191
[12 empty] | 4422 | 2.4 | 2.0877 | 44.22 | 2.0308
[12 empty] | 4423 | 2.8 | 2.4877 | 44.23 | 2.3335
[12 empty] | 4424 | 2.8 | 2.4877 | 44.24 | 2.6258
[12 empty] | 4425 | 2.8 | 2.4877 | 44.25 | 2.9064
[12 empty] | 4426 | 3.6 | 3.2877 | 44.26 | 3.1742
[12 empty] | 4427 | 3.6 | 3.2877 | 44.27 | 3.4279
[12 empty] | 4428 | 4 | 3.6877 | 44.28 | 3.6665
[12 empty] | 4429 | 4 | 3.6877 | 44.29 | 3.8888
[12 empty] | 4430 | 4.4 | 4.0877 | 44.3 | 4.094
[12 empty] | 4431 | 4 | 3.6877 | 44.31 | 4.2812
[12 empty] | 4432 | 4.4 | 4.0877 | 44.32 | 4.4494
[12 empty] | 4433 | 4.4 | 4.0877 | 44.33 | 4.598
[12 empty] | 4434 | 4.4 | 4.0877 | 44.34 | 4.7264
[12 empty] | 4435 | 4.8 | 4.4877 | 44.35 | 4.834
[12 empty] | 4436 | 5.2 | 4.8877 | 44.36 | 4.9203
[12 empty] | 4437 | 4.4 | 4.0877 | 44.37 | 4.9849
[12 empty] | 4438 | 4.8 | 4.4877 | 44.38 | 5.0276
[12 empty] | 4439 | 4.8 | 4.4877 | 44.39 | 5.0483
[12 empty] | 4440 | 4.4 | 4.0877 | 44.4 | 5.0467
[12 empty] | 4441 | 4.8 | 4.4877 | 44.41 | 5.023
[12 empty] | 4442 | 4.4 | 4.0877 | 44.42 | 4.9772
[12 empty] | 4443 | 4.8 | 4.4877 | 44.43 | 4.9096
[12 empty] | 4444 | 4.4 | 4.0877 | 44.44 | 4.8204
[12 empty] | 4445 | 4.4 | 4.0877 | 44.45 | 4.7101
[12 empty] | 4446 | 4.4 | 4.0877 | 44.46 | 4.5792
[12 empty] | 4447 | 4.4 | 4.0877 | 44.47 | 4.4282
[12 empty] | 4448 | 4 | 3.6877 | 44.48 | 4.2578
[12 empty] | 4449 | 4 | 3.6877 | 44.49 | 4.0687
[12 empty] | 4450 | 3.6 | 3.2877 | 44.5 | 3.8619
[12 empty] | 4451 | 2.8 | 2.4877 | 44.51 | 3.6382
[12 empty] | 4452 | 3.6 | 3.2877 | 44.52 | 3.3986
[12 empty] | 4453 | 2.8 | 2.4877 | 44.53 | 3.1442
[12 empty] | 4454 | 2.8 | 2.4877 | 44.54 | 2.876
[12 empty] | 4455 | 2.4 | 2.0877 | 44.55 | 2.5954
[12 empty] | 4456 | 2 | 1.6877 | 44.56 | 2.3034
[12 empty] | 4457 | 1.6 | 1.2877 | 44.57 | 2.0015
[12 empty] | 4458 | 1.6 | 1.2877 | 44.58 | 1.6908
[12 empty] | 4459 | 1.2 | 0.88768 | 44.59 | 1.3729
[12 empty] | 4460 | 0.8 | 0.48768 | 44.6 | 1.0491
[12 empty] | 4461 | 0.8 | 0.48768 | 44.61 | 0.72074
[12 empty] | 4462 | 0.4 | 0.08768 | 44.62 | 0.38939
[12 empty] | 4463 | -0.4 | -0.71232 | 44.63 | 0.056456
[12 empty] | 4464 | 0 | -0.31232 | 44.64 | -0.27659
[12 empty] | 4465 | -0.4 | -0.71232 | 44.65 | -0.60829
[12 empty] | 4466 | -0.8 | -1.1123 | 44.66 | -0.93718
[12 empty] | 4467 | -1.2 | -1.5123 | 44.67 | -1.2618
[12 empty] | 4468 | -1.2 | -1.5123 | 44.68 | -1.5808
[12 empty] | 4469 | -2 | -2.3123 | 44.69 | -1.8927
[12 empty] | 4470 | -1.6 | -1.9123 | 44.7 | -2.1962
[12 empty] | 4471 | -2.4 | -2.7123 | 44.71 | -2.4899
[12 empty] | 4472 | -2.4 | -2.7123 | 44.72 | -2.7725
[12 empty] | 4473 | -2.4 | -2.7123 | 44.73 | -3.0429
[12 empty] | 4474 | -2.8 | -3.1123 | 44.74 | -3.2998
[12 empty] | 4475 | -3.2 | -3.5123 | 44.75 | -3.5421
[12 empty] | 4476 | -3.6 | -3.9123 | 44.76 | -3.7687
[12 empty] | 4477 | -2.8 | -3.1123 | 44.77 | -3.9787
[12 empty] | 4478 | -3.6 | -3.9123 | 44.78 | -4.1711
[12 empty] | 4479 | -3.6 | -3.9123 | 44.79 | -4.3452
[12 empty] | 4480 | -3.6 | -3.9123 | 44.8 | -4.5
[12 empty] | 4481 | -3.6 | -3.9123 | 44.81 | -4.6351
[12 empty] | 4482 | -3.6 | -3.9123 | 44.82 | -4.7497
[12 empty] | 4483 | -4 | -4.3123 | 44.83 | -4.8434
[12 empty] | 4484 | -4 | -4.3123 | 44.84 | -4.9159
[12 empty] | 4485 | -4.4 | -4.7123 | 44.85 | -4.9667
[12 empty] | 4486 | -4.4 | -4.7123 | 44.86 | -4.9956
[12 empty] | 4487 | -3.6 | -3.9123 | 44.87 | -5.0026
[12 empty] | 4488 | -4 | -4.3123 | 44.88 | -4.9877
[12 empty] | 4489 | -4 | -4.3123 | 44.89 | -4.9508
[12 empty] | 4490 | -3.6 | -3.9123 | 44.9 | -4.8922
[12 empty] | 4491 | -3.6 | -3.9123 | 44.91 | -4.8121
[12 empty] | 4492 | -3.6 | -3.9123 | 44.92 | -4.7109
[12 empty] | 4493 | -3.6 | -3.9123 | 44.93 | -4.5891
[12 empty] | 4494 | -3.6 | -3.9123 | 44.94 | -4.4472
[12 empty] | 4495 | -3.2 | -3.5123 | 44.95 | -4.2858
[12 empty] | 4496 | -2.8 | -3.1123 | 44.96 | -4.1056
[12 empty] | 4497 | -3.2 | -3.5123 | 44.97 | -3.9075
[12 empty] | 4498 | -2.8 | -3.1123 | 44.98 | -3.6922
[12 empty] | 4499 | -2.4 | -2.7123 | 44.99 | -3.4609
[12 empty] | 4500 | -2.4 | -2.7123 | 45 | -3.2144
[12 empty] | 4501 | -2 | -2.3123 | 45.01 | -2.9539
[12 empty] | 4502 | -1.6 | -1.9123 | 45.02 | -2.6806
[12 empty] | 4503 | -1.6 | -1.9123 | 45.03 | -2.3956
[12 empty] | 4504 | -1.2 | -1.5123 | 45.04 | -2.1001
[12 empty] | 4505 | -0.8 | -1.1123 | 45.05 | -1.7956
[12 empty] | 4506 | -0.8 | -1.1123 | 45.06 | -1.4833
[12 empty] | 4507 | -0.4 | -0.71232 | 45.07 | -1.1646
[12 empty] | 4508 | -0.4 | -0.71232 | 45.08 | -0.84092
[12 empty] | 4509 | 0 | -0.31232 | 45.09 | -0.51367
[12 empty] | 4510 | 0.8 | 0.48768 | 45.1 | -0.18429
[12 empty] | 4511 | 0.8 | 0.48768 | 45.11 | 0.14576
[12 empty] | 4512 | 1.2 | 0.88768 | 45.12 | 0.47504
[12 empty] | 4513 | 1.2 | 0.88768 | 45.13 | 0.8021
[12 empty] | 4514 | 2 | 1.6877 | 45.14 | 1.1255
[12 empty] | 4515 | 2 | 1.6877 | 45.15 | 1.4439
[12 empty] | 4516 | 2.4 | 2.0877 | 45.16 | 1.7557
[12 empty] | 4517 | 2.4 | 2.0877 | 45.17 | 2.0598
[12 empty] | 4518 | 2.8 | 2.4877 | 45.18 | 2.3546
[12 empty] | 4519 | 2.8 | 2.4877 | 45.19 | 2.639
[12 empty] | 4520 | 3.2 | 2.8877 | 45.2 | 2.9117
[12 empty] | 4521 | 3.6 | 3.2877 | 45.21 | 3.1715
[12 empty] | 4522 | 3.6 | 3.2877 | 45.22 | 3.4173
[12 empty] | 4523 | 4 | 3.6877 | 45.23 | 3.648
[12 empty] | 4524 | 4 | 3.6877 | 45.24 | 3.8625
[12 empty] | 4525 | 4 | 3.6877 | 45.25 | 4.06
[12 empty] | 4526 | 4.4 | 4.0877 | 45.26 | 4.2396
[12 empty] | 4527 | 4.4 | 4.0877 | 45.27 | 4.4005
[12 empty] | 4528 | 4 | 3.6877 | 45.28 | 4.542
[12 empty] | 4529 | 4.8 | 4.4877 | 45.29 | 4.6635
[12 empty] | 4530 | 4.8 | 4.4877 | 45.3 | 4.7644
[12 empty] | 4531 | 4.8 | 4.4877 | 45.31 | 4.8444
[12 empty] | 4532 | 4.4 | 4.0877 | 45.32 | 4.9031
[12 empty] | 4533 | 4.8 | 4.4877 | 45.33 | 4.9402
[12 empty] | 4534 | 4.4 | 4.0877 | 45.34 | 4.9556
[12 empty] | 4535 | 4.4 | 4.0877 | 45.35 | 4.9493
[12 empty] | 4536 | 4.4 | 4.0877 | 45.36 | 4.9212
[12 empty] | 4537 | 4.4 | 4.0877 | 45.37 | 4.8715
[12 empty] | 4538 | 4.4 | 4.0877 | 45.38 | 4.8004
[12 empty] | 4539 | 4.4 | 4.0877 | 45.39 | 4.7082
[12 empty] | 4540 | 4.4 | 4.0877 | 45.4 | 4.5954
[12 empty] | 4541 | 4.4 | 4.0877 | 45.41 | 4.4625
[12 empty] | 4542 | 4 | 3.6877 | 45.42 | 4.31
[12 empty] | 4543 | 4.4 | 4.0877 | 45.43 | 4.1387
[12 empty] | 4544 | 3.6 | 3.2877 | 45.44 | 3.9492
[12 empty] | 4545 | 3.6 | 3.2877 | 45.45 | 3.7425
[12 empty] | 4546 | 3.6 | 3.2877 | 45.46 | 3.5194
[12 empty] | 4547 | 3.6 | 3.2877 | 45.47 | 3.281
[12 empty] | 4548 | 2.8 | 2.4877 | 45.48 | 3.0282
[12 empty] | 4549 | 2.8 | 2.4877 | 45.49 | 2.7622
[12 empty] | 4550 | 2.4 | 2.0877 | 45.5 | 2.4842
[12 empty] | 4551 | 2 | 1.6877 | 45.51 | 2.1954
[12 empty] | 4552 | 2 | 1.6877 | 45.52 | 1.8971
[12 empty] | 4553 | 1.6 | 1.2877 | 45.53 | 1.5905
[12 empty] | 4554 | 1.2 | 0.88768 | 45.54 | 1.2771
[12 empty] | 4555 | 1.2 | 0.88768 | 45.55 | 0.95824
[12 empty] | 4556 | 0.8 | 0.48768 | 45.56 | 0.63527
[12 empty] | 4557 | 0.4 | 0.08768 | 45.57 | 0.30963
[12 empty] | 4558 | 0 | -0.31232 | 45.58 | -0.017241
[12 empty] | 4559 | -0.4 | -0.71232 | 45.59 | -0.3439
[12 empty] | 4560 | -0.8 | -1.1123 | 45.6 | -0.66893
[12 empty] | 4561 | -0.8 | -1.1123 | 45.61 | -0.99088
[12 empty] | 4562 | -0.8 | -1.1123 | 45.62 | -1.3084
[12 empty] | 4563 | -1.2 | -1.5123 | 45.63 | -1.62
[12 empty] | 4564 | -1.2 | -1.5123 | 45.64 | -1.9243
[12 empty] | 4565 | -2 | -2.3123 | 45.65 | -2.2201
[12 empty] | 4566 | -2 | -2.3123 | 45.66 | -2.506
[12 empty] | 4567 | -2.4 | -2.7123 | 45.67 | -2.7808
[12 empty] | 4568 | -2.8 | -3.1123 | 45.68 | -3.0433
[12 empty] | 4569 | -2.4 | -2.7123 | 45.69 | -3.2923
[12 empty] | 4570 | -3.2 | -3.5123 | 45.7 | -3.5268
[12 empty] | 4571 | -3.2 | -3.5123 | 45.71 | -3.7456
[12 empty] | 4572 | -3.2 | -3.5123 | 45.72 | -3.9479
[12 empty] | 4573 | -3.6 | -3.9123 | 45.73 | -4.1328
[12 empty] | 4574 | -3.6 | -3.9123 | 45.74 | -4.2995
[12 empty] | 4575 | -3.6 | -3.9123 | 45.75 | -4.4472
[12 empty] | 4576 | -3.6 | -3.9123 | 45.76 | -4.5754
[12 empty] | 4577 | -3.6 | -3.9123 | 45.77 | -4.6833
[12 empty] | 4578 | -4 | -4.3123 | 45.78 | -4.7707
[12 empty] | 4579 | -4 | -4.3123 | 45.79 | -4.8371
[12 empty] | 4580 | -4.4 | -4.7123 | 45.8 | -4.8822
[12 empty] | 4581 | -4 | -4.3123 | 45.81 | -4.9058
[12 empty] | 4582 | -4.4 | -4.7123 | 45.82 | -4.9079
[12 empty] | 4583 | -4 | -4.3123 | 45.83 | -4.8884
[12 empty] | 4584 | -3.6 | -3.9123 | 45.84 | -4.8475
[12 empty] | 4585 | -3.6 | -3.9123 | 45.85 | -4.7853
[12 empty] | 4586 | -4 | -4.3123 | 45.86 | -4.7021
[12 empty] | 4587 | -3.6 | -3.9123 | 45.87 | -4.5982
[12 empty] | 4588 | -3.6 | -3.9123 | 45.88 | -4.4743
[12 empty] | 4589 | -3.2 | -3.5123 | 45.89 | -4.3307
[12 empty] | 4590 | -3.2 | -3.5123 | 45.9 | -4.1681
[12 empty] | 4591 | -3.2 | -3.5123 | 45.91 | -3.9873
[12 empty] | 4592 | -2.8 | -3.1123 | 45.92 | -3.7891
[12 empty] | 4593 | -2.4 | -2.7123 | 45.93 | -3.5743
[12 empty] | 4594 | -2.4 | -2.7123 | 45.94 | -3.3438
[12 empty] | 4595 | -2 | -2.3123 | 45.95 | -3.0988
[12 empty] | 4596 | -2.4 | -2.7123 | 45.96 | -2.8403
[12 empty] | 4597 | -1.2 | -1.5123 | 45.97 | -2.5694
[12 empty] | 4598 | -2 | -2.3123 | 45.98 | -2.2873
[12 empty] | 4599 | -0.8 | -1.1123 | 45.99 | -1.9953
[12 empty] | 4600 | -0.8 | -1.1123 | 46 | -1.6946
[12 empty] | 4601 | -0.4 | -0.71232 | 46.01 | -1.3866
[12 empty] | 4602 | -0.4 | -0.71232 | 46.02 | -1.0727
[12 empty] | 4603 | -0.4 | -0.71232 | 46.03 | -0.75414
[12 empty] | 4604 | 0.4 | 0.08768 | 46.04 | -0.43241
[12 empty] | 4605 | 0.8 | 0.48768 | 46.05 | -0.10891
[12 empty] | 4606 | 0.8 | 0.48768 | 46.06 | 0.21494
[12 empty] | 4607 | 0.8 | 0.48768 | 46.07 | 0.53772
[12 empty] | 4608 | 1.2 | 0.88768 | 46.08 | 0.85801
[12 empty] | 4609 | 2 | 1.6877 | 46.09 | 1.1744
[12 empty] | 4610 | 2.4 | 2.0877 | 46.1 | 1.4855
[12 empty] | 4611 | 2 | 1.6877 | 46.11 | 1.79
[12 empty] | 4612 | 2.8 | 2.4877 | 46.12 | 2.0864
[12 empty] | 4613 | 2.8 | 2.4877 | 46.13 | 2.3736
[12 empty] | 4614 | 2.8 | 2.4877 | 46.14 | 2.6503
[12 empty] | 4615 | 3.2 | 2.8877 | 46.15 | 2.9152
[12 empty] | 4616 | 3.6 | 3.2877 | 46.16 | 3.1672
[12 empty] | 4617 | 3.6 | 3.2877 | 46.17 | 3.4052
[12 empty] | 4618 | 3.6 | 3.2877 | 46.18 | 3.6281
[12 empty] | 4619 | 4 | 3.6877 | 46.19 | 3.835
[12 empty] | 4620 | 4 | 3.6877 | 46.2 | 4.025
[12 empty] | 4621 | 4.4 | 4.0877 | 46.21 | 4.1972
[12 empty] | 4622 | 4.4 | 4.0877 | 46.22 | 4.3509
[12 empty] | 4623 | 4 | 3.6877 | 46.23 | 4.4855
[12 empty] | 4624 | 4.4 | 4.0877 | 46.24 | 4.6003
[12 empty] | 4625 | 4.4 | 4.0877 | 46.25 | 4.6948
[12 empty] | 4626 | 4.8 | 4.4877 | 46.26 | 4.7687
[12 empty] | 4627 | 4.4 | 4.0877 | 46.27 | 4.8216
[12 empty] | 4628 | 4.8 | 4.4877 | 46.28 | 4.8533
[12 empty] | 4629 | 4.4 | 4.0877 | 46.29 | 4.8637
[12 empty] | 4630 | 4.4 | 4.0877 | 46.3 | 4.8527
[12 empty] | 4631 | 4.4 | 4.0877 | 46.31 | 4.8204
[12 empty] | 4632 | 4.4 | 4.0877 | 46.32 | 4.7669
[12 empty] | 4633 | 4.4 | 4.0877 | 46.33 | 4.6925
[12 empty] | 4634 | 4.4 | 4.0877 | 46.34 | 4.5976
[12 empty] | 4635 | 4 | 3.6877 | 46.35 | 4.4824
[12 empty] | 4636 | 4 | 3.6877 | 46.36 | 4.3477
[12 empty] | 4637 | 4.4 | 4.0877 | 46.37 | 4.1939
[12 empty] | 4638 | 3.6 | 3.2877 | 46.38 | 4.0217
[12 empty] | 4639 | 4 | 3.6877 | 46.39 | 3.8319
[12 empty] | 4640 | 3.6 | 3.2877 | 46.4 | 3.6254
[12 empty] | 4641 | 2.8 | 2.4877 | 46.41 | 3.4031
[12 empty] | 4642 | 2.8 | 2.4877 | 46.42 | 3.1658
[12 empty] | 4643 | 2.8 | 2.4877 | 46.43 | 2.9148
[12 empty] | 4644 | 2.8 | 2.4877 | 46.44 | 2.6511
[12 empty] | 4645 | 2.4 | 2.0877 | 46.45 | 2.3758
[12 empty] | 4646 | 2 | 1.6877 | 46.46 | 2.0902
[12 empty] | 4647 | 1.6 | 1.2877 | 46.47 | 1.7955
[12 empty] | 4648 | 1.2 | 0.88768 | 46.48 | 1.4931
[12 empty] | 4649 | 1.2 | 0.88768 | 46.49 | 1.1842
[12 empty] | 4650 | 0.8 | 0.48768 | 46.5 | 0.87026
[12 empty] | 4651 | 0.4 | 0.08768 | 46.51 | 0.5526
[12 empty] | 4652 | 0 | -0.31232 | 46.52 | 0.23265
[12 empty] | 4653 | -0.4 | -0.71232 | 46.53 | -0.088199
[12 empty] | 4654 | -0.4 | -0.71232 | 46.54 | -0.40853
[12 empty] | 4655 | -0.4 | -0.71232 | 46.55 | -0.72695
[12 empty] | 4656 | -0.8 | -1.1123 | 46.56 | -1.042
[12 empty] | 4657 | -1.2 | -1.5123 | 46.57 | -1.3524
[12 empty] | 4658 | -1.6 | -1.9123 | 46.58 | -1.6568
[12 empty] | 4659 | -1.6 | -1.9123 | 46.59 | -1.9537
[12 empty] | 4660 | -2 | -2.3123 | 46.6 | -2.2419
[12 empty] | 4661 | -2.4 | -2.7123 | 46.61 | -2.5202
[12 empty] | 4662 | -2.4 | -2.7123 | 46.62 | -2.7873
[12 empty] | 4663 | -2.8 | -3.1123 | 46.63 | -3.042
[12 empty] | 4664 | -2.8 | -3.1123 | 46.64 | -3.2833
[12 empty] | 4665 | -3.2 | -3.5123 | 46.65 | -3.51
[12 empty] | 4666 | -3.2 | -3.5123 | 46.66 | -3.7213
[12 empty] | 4667 | -3.6 | -3.9123 | 46.67 | -3.9161
[12 empty] | 4668 | -3.6 | -3.9123 | 46.68 | -4.0937
[12 empty] | 4669 | -3.6 | -3.9123 | 46.69 | -4.2531
[12 empty] | 4670 | -3.6 | -3.9123 | 46.7 | -4.3939
[12 empty] | 4671 | -4 | -4.3123 | 46.71 | -4.5153
[12 empty] | 4672 | -3.6 | -3.9123 | 46.72 | -4.6168
[12 empty] | 4673 | -3.6 | -3.9123 | 46.73 | -4.698
[12 empty] | 4674 | -4 | -4.3123 | 46.74 | -4.7585
[12 empty] | 4675 | -3.6 | -3.9123 | 46.75 | -4.7981
[12 empty] | 4676 | -4 | -4.3123 | 46.76 | -4.8166
[12 empty] | 4677 | -3.6 | -3.9123 | 46.77 | -4.8139
[12 empty] | 4678 | -4 | -4.3123 | 46.78 | -4.7901
[12 empty] | 4679 | -3.6 | -3.9123 | 46.79 | -4.7453
[12 empty] | 4680 | -3.6 | -3.9123 | 46.8 | -4.6796
[12 empty] | 4681 | -3.6 | -3.9123 | 46.81 | -4.5935
[12 empty] | 4682 | -3.6 | -3.9123 | 46.82 | -4.4871
[12 empty] | 4683 | -3.2 | -3.5123 | 46.83 | -4.3611
[12 empty] | 4684 | -3.6 | -3.9123 | 46.84 | -4.216
[12 empty] | 4685 | -2.4 | -2.7123 | 46.85 | -4.0525
[12 empty] | 4686 | -2.8 | -3.1123 | 46.86 | -3.8712
[12 empty] | 4687 | -2.4 | -2.7123 | 46.87 | -3.6729
[12 empty] | 4688 | -2.8 | -3.1123 | 46.88 | -3.4586
[12 empty] | 4689 | -2.4 | -2.7123 | 46.89 | -3.2293
[12 empty] | 4690 | -2 | -2.3123 | 46.9 | -2.9858
[12 empty] | 4691 | -1.6 | -1.9123 | 46.91 | -2.7293
[12 empty] | 4692 | -1.6 | -1.9123 | 46.92 | -2.4609
[12 empty] | 4693 | -1.2 | -1.5123 | 46.93 | -2.1818
[12 empty] | 4694 | -0.8 | -1.1123 | 46.94 | -1.8932
[12 empty] | 4695 | -0.8 | -1.1123 | 46.95 | -1.5965
[12 empty] | 4696 | -0.8 | -1.1123 | 46.96 | -1.2928
[12 empty] | 4697 | -0.4 | -0.71232 | 46.97 | -0.98358
[12 empty] | 4698 | 0 | -0.31232 | 46.98 | -0.67016
[12 empty] | 4699 | 0.4 | 0.08768 | 46.99 | -0.35393
[12 empty] | 4700 | 0.8 | 0.48768 | 47 | -0.036262
[12 empty] | 4701 | 0.8 | 0.48768 | 47.01 | 0.28143
[12 empty] | 4702 | 1.2 | 0.88768 | 47.02 | 0.59777
[12 empty] | 4703 | 1.2 | 0.88768 | 47.03 | 0.91135
[12 empty] | 4704 | 2 | 1.6877 | 47.04 | 1.2208
[12 empty] | 4705 | 2.4 | 2.0877 | 47.05 | 1.5248
[12 empty] | 4706 | 2.4 | 2.0877 | 47.06 | 1.8219
[12 empty] | 4707 | 2.8 | 2.4877 | 47.07 | 2.111
[12 empty] | 4708 | 2.8 | 2.4877 | 47.08 | 2.3906
[12 empty] | 4709 | 2.8 | 2.4877 | 47.09 | 2.6596
[12 empty] | 4710 | 3.2 | 2.8877 | 47.1 | 2.9169
[12 empty] | 4711 | 3.6 | 3.2877 | 47.11 | 3.1612
[12 empty] | 4712 | 3.6 | 3.2877 | 47.12 | 3.3916
[12 empty] | 4713 | 4 | 3.6877 | 47.13 | 3.6069
[12 empty] | 4714 | 4 | 3.6877 | 47.14 | 3.8063
[12 empty] | 4715 | 4 | 3.6877 | 47.15 | 3.989
[12 empty] | 4716 | 4.4 | 4.0877 | 47.16 | 4.154
[12 empty] | 4717 | 4.4 | 4.0877 | 47.17 | 4.3007
[12 empty] | 4718 | 4.4 | 4.0877 | 47.18 | 4.4285
[12 empty] | 4719 | 4.4 | 4.0877 | 47.19 | 4.5368
[12 empty] | 4720 | 4.8 | 4.4877 | 47.2 | 4.6251
[12 empty] | 4721 | 4.4 | 4.0877 | 47.21 | 4.693
[12 empty] | 4722 | 4.4 | 4.0877 | 47.22 | 4.7404
[12 empty] | 4723 | 4.4 | 4.0877 | 47.23 | 4.7668
[12 empty] | 4724 | 4.8 | 4.4877 | 47.24 | 4.7723
[12 empty] | 4725 | 4.4 | 4.0877 | 47.25 | 4.7569
[12 empty] | 4726 | 4.4 | 4.0877 | 47.26 | 4.7206
[12 empty] | 4727 | 4.4 | 4.0877 | 47.27 | 4.6635
[12 empty] | 4728 | 4.4 | 4.0877 | 47.28 | 4.586
[12 empty] | 4729 | 4.4 | 4.0877 | 47.29 | 4.4884
[12 empty] | 4730 | 4.4 | 4.0877 | 47.3 | 4.3711
[12 empty] | 4731 | 4.4 | 4.0877 | 47.31 | 4.2346
[12 empty] | 4732 | 4 | 3.6877 | 47.32 | 4.0796
[12 empty] | 4733 | 3.6 | 3.2877 | 47.33 | 3.9068
[12 empty] | 4734 | 3.6 | 3.2877 | 47.34 | 3.7168
[12 empty] | 4735 | 3.2 | 2.8877 | 47.35 | 3.5106
[12 empty] | 4736 | 2.8 | 2.4877 | 47.36 | 3.2891
[12 empty] | 4737 | 2.8 | 2.4877 | 47.37 | 3.0532
[12 empty] | 4738 | 2.8 | 2.4877 | 47.38 | 2.804
[12 empty] | 4739 | 2.4 | 2.0877 | 47.39 | 2.5425
[12 empty] | 4740 | 2 | 1.6877 | 47.4 | 2.2701
[12 empty] | 4741 | 1.6 | 1.2877 | 47.41 | 1.9877
[12 empty] | 4742 | 1.2 | 0.88768 | 47.42 | 1.6967
[12 empty] | 4743 | 1.2 | 0.88768 | 47.43 | 1.3984
[12 empty] | 4744 | 1.2 | 0.88768 | 47.44 | 1.0941
[12 empty] | 4745 | 0.4 | 0.08768 | 47.45 | 0.78504
[12 empty] | 4746 | 0.4 | 0.08768 | 47.46 | 0.47269
[12 empty] | 4747 | 0.4 | 0.08768 | 47.47 | 0.15839
[12 empty] | 4748 | -0.4 | -0.71232 | 47.48 | -0.15648
[12 empty] | 4749 | -0.4 | -0.71232 | 47.49 | -0.47054
[12 empty] | 4750 | -0.8 | -1.1123 | 47.5 | -0.7824
[12 empty] | 4751 | -0.8 | -1.1123 | 47.51 | -1.0907
[12 empty] | 4752 | -1.2 | -1.5123 | 47.52 | -1.3941
[12 empty] | 4753 | -0.8 | -1.1123 | 47.53 | -1.6913
[12 empty] | 4754 | -2 | -2.3123 | 47.54 | -1.9809
[12 empty] | 4755 | -2 | -2.3123 | 47.55 | -2.2616
[12 empty] | 4756 | -2.4 | -2.7123 | 47.56 | -2.5324
[12 empty] | 4757 | -2.4 | -2.7123 | 47.57 | -2.7919
[12 empty] | 4758 | -2.4 | -2.7123 | 47.58 | -3.039
[12 empty] | 4759 | -2.8 | -3.1123 | 47.59 | -3.2727
[12 empty] | 4760 | -2.8 | -3.1123 | 47.6 | -3.492
[12 empty] | 4761 | -3.2 | -3.5123 | 47.61 | -3.6958
[12 empty] | 4762 | -3.2 | -3.5123 | 47.62 | -3.8833
[12 empty] | 4763 | -3.6 | -3.9123 | 47.63 | -4.0536
[12 empty] | 4764 | -3.6 | -3.9123 | 47.64 | -4.2061
[12 empty] | 4765 | -3.6 | -3.9123 | 47.65 | -4.3401
[12 empty] | 4766 | -3.6 | -3.9123 | 47.66 | -4.4549
[12 empty] | 4767 | -4 | -4.3123 | 47.67 | -4.5501
[12 empty] | 4768 | -3.6 | -3.9123 | 47.68 | -4.6253
[12 empty] | 4769 | -3.6 | -3.9123 | 47.69 | -4.6801
[12 empty] | 4770 | -3.6 | -3.9123 | 47.7 | -4.7144
[12 empty] | 4771 | -4 | -4.3123 | 47.71 | -4.728
[12 empty] | 4772 | -3.6 | -3.9123 | 47.72 | -4.7207
[12 empty] | 4773 | -3.6 | -3.9123 | 47.73 | -4.6928
[12 empty] | 4774 | -3.6 | -3.9123 | 47.74 | -4.6442
[12 empty] | 4775 | -4 | -4.3123 | 47.75 | -4.5753
[12 empty] | 4776 | -3.6 | -3.9123 | 47.76 | -4.4863
[12 empty] | 4777 | -3.6 | -3.9123 | 47.77 | -4.3776
[12 empty] | 4778 | -3.2 | -3.5123 | 47.78 | -4.2497
[12 empty] | 4779 | -2.8 | -3.1123 | 47.79 | -4.1033
[12 empty] | 4780 | -3.2 | -3.5123 | 47.8 | -3.9388
[12 empty] | 4781 | -2.8 | -3.1123 | 47.81 | -3.7571
[12 empty] | 4782 | -2.8 | -3.1123 | 47.82 | -3.559
[12 empty] | 4783 | -2.4 | -2.7123 | 47.83 | -3.3454
[12 empty] | 4784 | -2.4 | -2.7123 | 47.84 | -3.1171
[12 empty] | 4785 | -2 | -2.3123 | 47.85 | -2.8752
[12 empty] | 4786 | -2 | -2.3123 | 47.86 | -2.6208
[12 empty] | 4787 | -1.2 | -1.5123 | 47.87 | -2.355
[12 empty] | 4788 | -1.2 | -1.5123 | 47.88 | -2.0789
[12 empty] | 4789 | -0.8 | -1.1123 | 47.89 | -1.7939
[12 empty] | 4790 | -0.8 | -1.1123 | 47.9 | -1.501
[12 empty] | 4791 | -0.4 | -0.71232 | 47.91 | -1.2017
[12 empty] | 4792 | -0.4 | -0.71232 | 47.92 | -0.89721
[12 empty] | 4793 | 0 | -0.31232 | 47.93 | -0.58891
[12 empty] | 4794 | 0.4 | 0.08768 | 47.94 | -0.27815
[12 empty] | 4795 | 0.8 | 0.48768 | 47.95 | 0.033717
[12 empty] | 4796 | 0.8 | 0.48768 | 47.96 | 0.34531
[12 empty] | 4797 | 1.2 | 0.88768 | 47.97 | 0.65526
[12 empty] | 4798 | 1.6 | 1.2877 | 47.98 | 0.96221
[12 empty] | 4799 | 1.6 | 1.2877 | 47.99 | 1.2648
[12 empty] | 4800 | 2 | 1.6877 | 48 | 1.5617
[12 empty] | 4801 | 2.4 | 2.0877 | 48.01 | 1.8517
[12 empty] | 4802 | 2.4 | 2.0877 | 48.02 | 2.1334
[12 empty] | 4803 | 2.8 | 2.4877 | 48.03 | 2.4056
[12 empty] | 4804 | 2.8 | 2.4877 | 48.04 | 2.6671
[12 empty] | 4805 | 3.6 | 3.2877 | 48.05 | 2.9169
[12 empty] | 4806 | 4 | 3.6877 | 48.06 | 3.1537
[12 empty] | 4807 | 3.2 | 2.8877 | 48.07 | 3.3765
[12 empty] | 4808 | 3.6 | 3.2877 | 48.08 | 3.5845
[12 empty] | 4809 | 4 | 3.6877 | 48.09 | 3.7766
[12 empty] | 4810 | 4 | 3.6877 | 48.1 | 3.9521
[12 empty] | 4811 | 4 | 3.6877 | 48.11 | 4.1101
[12 empty] | 4812 | 4 | 3.6877 | 48.12 | 4.25
[12 empty] | 4813 | 4.4 | 4.0877 | 48.13 | 4.3712
[12 empty] | 4814 | 4.4 | 4.0877 | 48.14 | 4.4731
[12 empty] | 4815 | 4.4 | 4.0877 | 48.15 | 4.5554
[12 empty] | 4816 | 4.4 | 4.0877 | 48.16 | 4.6176
[12 empty] | 4817 | 4.4 | 4.0877 | 48.17 | 4.6595
[12 empty] | 4818 | 4.4 | 4.0877 | 48.18 | 4.6809
[12 empty] | 4819 | 4 | 3.6877 | 48.19 | 4.6817
[12 empty] | 4820 | 4.4 | 4.0877 | 48.2 | 4.662
[12 empty] | 4821 | 4.4 | 4.0877 | 48.21 | 4.6218
[12 empty] | 4822 | 4 | 3.6877 | 48.22 | 4.5614
[12 empty] | 4823 | 4 | 3.6877 | 48.23 | 4.4809
[12 empty] | 4824 | 4 | 3.6877 | 48.24 | 4.3807
[12 empty] | 4825 | 4 | 3.6877 | 48.25 | 4.2614
[12 empty] | 4826 | 4 | 3.6877 | 48.26 | 4.1234
[12 empty] | 4827 | 3.6 | 3.2877 | 48.27 | 3.9673
[12 empty] | 4828 | 3.6 | 3.2877 | 48.28 | 3.7939
[12 empty] | 4829 | 3.2 | 2.8877 | 48.29 | 3.6039
[12 empty] | 4830 | 3.2 | 2.8877 | 48.3 | 3.3981
[12 empty] | 4831 | 2.8 | 2.4877 | 48.31 | 3.1775
[12 empty] | 4832 | 2.4 | 2.0877 | 48.32 | 2.943
[12 empty] | 4833 | 2.8 | 2.4877 | 48.33 | 2.6957
[12 empty] | 4834 | 2 | 1.6877 | 48.34 | 2.4366
[12 empty] | 4835 | 2 | 1.6877 | 48.35 | 2.1669
[12 empty] | 4836 | 2 | 1.6877 | 48.36 | 1.8879
[12 empty] | 4837 | 1.2 | 0.88768 | 48.37 | 1.6006
[12 empty] | 4838 | 1.2 | 0.88768 | 48.38 | 1.3064
[12 empty] | 4839 | 1.2 | 0.88768 | 48.39 | 1.0066
[12 empty] | 4840 | 0.8 | 0.48768 | 48.4 | 0.70254
[12 empty] | 4841 | 0.4 | 0.08768 | 48.41 | 0.39548
[12 empty] | 4842 | 0 | -0.31232 | 48.42 | 0.086798
[12 empty] | 4843 | -0.4 | -0.71232 | 48.43 | -0.22214
[12 empty] | 4844 | -0.4 | -0.71232 | 48.44 | -0.52998
[12 empty] | 4845 | -0.4 | -0.71232 | 48.45 | -0.83537
[12 empty] | 4846 | -0.8 | -1.1123 | 48.46 | -1.137
[12 empty] | 4847 | -1.6 | -1.9123 | 48.47 | -1.4335
[12 empty] | 4848 | -2 | -2.3123 | 48.48 | -1.7235
[12 empty] | 4849 | -1.6 | -1.9123 | 48.49 | -2.0059
[12 empty] | 4850 | -2 | -2.3123 | 48.5 | -2.2794
[12 empty] | 4851 | -2 | -2.3123 | 48.51 | -2.5427
[12 empty] | 4852 | -2.4 | -2.7123 | 48.52 | -2.7948
[12 empty] | 4853 | -2.4 | -2.7123 | 48.53 | -3.0345
[12 empty] | 4854 | -2.8 | -3.1123 | 48.54 | -3.2607
[12 empty] | 4855 | -2.8 | -3.1123 | 48.55 | -3.4726
[12 empty] | 4856 | -2.8 | -3.1123 | 48.56 | -3.6691
[12 empty] | 4857 | -3.2 | -3.5123 | 48.57 | -3.8494
[12 empty] | 4858 | -3.6 | -3.9123 | 48.58 | -4.0128
[12 empty] | 4859 | -3.6 | -3.9123 | 48.59 | -4.1584
[12 empty] | 4860 | -3.6 | -3.9123 | 48.6 | -4.2858
[12 empty] | 4861 | -3.6 | -3.9123 | 48.61 | -4.3942
[12 empty] | 4862 | -3.6 | -3.9123 | 48.62 | -4.4833
[12 empty] | 4863 | -3.6 | -3.9123 | 48.63 | -4.5527
[12 empty] | 4864 | -4 | -4.3123 | 48.64 | -4.6021
[12 empty] | 4865 | -3.6 | -3.9123 | 48.65 | -4.6312
[12 empty] | 4866 | -3.6 | -3.9123 | 48.66 | -4.64
[12 empty] | 4867 | -3.6 | -3.9123 | 48.67 | -4.6283
[12 empty] | 4868 | -3.6 | -3.9123 | 48.68 | -4.5964
[12 empty] | 4869 | -3.6 | -3.9123 | 48.69 | -4.5443
[12 empty] | 4870 | -3.2 | -3.5123 | 48.7 | -4.4722
[12 empty] | 4871 | -3.6 | -3.9123 | 48.71 | -4.3806
[12 empty] | 4872 | -3.2 | -3.5123 | 48.72 | -4.2697
[12 empty] | 4873 | -3.2 | -3.5123 | 48.73 | -4.1401
[12 empty] | 4874 | -3.2 | -3.5123 | 48.74 | -3.9924
[12 empty] | 4875 | -2.8 | -3.1123 | 48.75 | -3.8272
[12 empty] | 4876 | -2.8 | -3.1123 | 48.76 | -3.6452
[12 empty] | 4877 | -2.4 | -2.7123 | 48.77 | -3.4474
[12 empty] | 4878 | -2.4 | -2.7123 | 48.78 | -3.2344
[12 empty] | 4879 | -2.4 | -2.7123 | 48.79 | -3.0073
[12 empty] | 4880 | -1.6 | -1.9123 | 48.8 | -2.7672
[12 empty] | 4881 | -1.6 | -1.9123 | 48.81 | -2.5149
[12 empty] | 4882 | -2 | -2.3123 | 48.82 | -2.2517
[12 empty] | 4883 | -1.2 | -1.5123 | 48.83 | -1.9787
[12 empty] | 4884 | -0.8 | -1.1123 | 48.84 | -1.6972
[12 empty] | 4885 | -0.4 | -0.71232 | 48.85 | -1.4083
[12 empty] | 4886 | -0.4 | -0.71232 | 48.86 | -1.1133
[12 empty] | 4887 | -0.4 | -0.71232 | 48.87 | -0.81355
[12 empty] | 4888 | 0 | -0.31232 | 48.88 | -0.51034
[12 empty] | 4889 | 0.4 | 0.08768 | 48.89 | -0.20502
[12 empty] | 4890 | 0.4 | 0.08768 | 48.9 | 0.10109
[12 empty] | 4891 | 0.8 | 0.48768 | 48.91 | 0.40662
[12 empty] | 4892 | 1.2 | 0.88768 | 48.92 | 0.71025
[12 empty] | 4893 | 1.2 | 0.88768 | 48.93 | 1.0106
[12 empty] | 4894 | 2 | 1.6877 | 48.94 | 1.3065
[12 empty] | 4895 | 2 | 1.6877 | 48.95 | 1.5965
[12 empty] | 4896 | 2.4 | 2.0877 | 48.96 | 1.8793
[12 empty] | 4897 | 2.4 | 2.0877 | 48.97 | 2.1538
[12 empty] | 4898 | 2.8 | 2.4877 | 48.98 | 2.4187
[12 empty] | 4899 | 2.8 | 2.4877 | 48.99 | 2.6729
[12 empty] | 4900 | 3.2 | 2.8877 | 49 | 2.9152
[12 empty] | 4901 | 3.2 | 2.8877 | 49.01 | 3.1447
[12 empty] | 4902 | 3.6 | 3.2877 | 49.02 | 3.3602
[12 empty] | 4903 | 3.6 | 3.2877 | 49.03 | 3.5609
[12 empty] | 4904 | 4 | 3.6877 | 49.04 | 3.7459
[12 empty] | 4905 | 4 | 3.6877 | 49.05 | 3.9143
[12 empty] | 4906 | 4 | 3.6877 | 49.06 | 4.0655
[12 empty] | 4907 | 4 | 3.6877 | 49.07 | 4.1987
[12 empty] | 4908 | 4.4 | 4.0877 | 49.08 | 4.3135
[12 empty] | 4909 | 4 | 3.6877 | 49.09 | 4.4093
[12 empty] | 4910 | 4.4 | 4.0877 | 49.1 | 4.4857
[12 empty] | 4911 | 4.4 | 4.0877 | 49.11 | 4.5423
[12 empty] | 4912 | 4.4 | 4.0877 | 49.12 | 4.579
[12 empty] | 4913 | 4.4 | 4.0877 | 49.13 | 4.5955
[12 empty] | 4914 | 4.4 | 4.0877 | 49.14 | 4.5919
[12 empty] | 4915 | 4.4 | 4.0877 | 49.15 | 4.568
[12 empty] | 4916 | 4.4 | 4.0877 | 49.16 | 4.5242
[12 empty] | 4917 | 4 | 3.6877 | 49.17 | 4.4604
[12 empty] | 4918 | 4 | 3.6877 | 49.18 | 4.3771
[12 empty] | 4919 | 4.4 | 4.0877 | 49.19 | 4.2746
[12 empty] | 4920 | 4 | 3.6877 | 49.2 | 4.1534
[12 empty] | 4921 | 4 | 3.6877 | 49.21 | 4.014
[12 empty] | 4922 | 3.6 | 3.2877 | 49.22 | 3.857
[12 empty] | 4923 | 3.2 | 2.8877 | 49.23 | 3.6831
[12 empty] | 4924 | 3.2 | 2.8877 | 49.24 | 3.4931
[12 empty] | 4925 | 2.8 | 2.4877 | 49.25 | 3.2879
[12 empty] | 4926 | 2.8 | 2.4877 | 49.26 | 3.0682
[12 empty] | 4927 | 2.8 | 2.4877 | 49.27 | 2.8352
[12 empty] | 4928 | 2.4 | 2.0877 | 49.28 | 2.5899
[12 empty] | 4929 | 2 | 1.6877 | 49.29 | 2.3332
[12 empty] | 4930 | 1.6 | 1.2877 | 49.3 | 2.0664
[12 empty] | 4931 | 1.6 | 1.2877 | 49.31 | 1.7907
[12 empty] | 4932 | 1.2 | 0.88768 | 49.32 | 1.5072
[12 empty] | 4933 | 1.2 | 0.88768 | 49.33 | 1.2171
[12 empty] | 4934 | 0.8 | 0.48768 | 49.34 | 0.92189
[12 empty] | 4935 | 0.4 | 0.08768 | 49.35 | 0.6227
[12 empty] | 4936 | 0.4 | 0.08768 | 49.36 | 0.3209
[12 empty] | 4937 | 0 | -0.31232 | 49.37 | 0.017805
[12 empty] | 4938 | -0.4 | -0.71232 | 49.38 | -0.28525
[12 empty] | 4939 | -0.4 | -0.71232 | 49.39 | -0.58692
[12 empty] | 4940 | -0.8 | -1.1123 | 49.4 | -0.8859
[12 empty] | 4941 | -0.8 | -1.1123 | 49.41 | -1.1809
[12 empty] | 4942 | -1.6 | -1.9123 | 49.42 | -1.4705
[12 empty] | 4943 | -1.6 | -1.9123 | 49.43 | -1.7536
[12 empty] | 4944 | -2 | -2.3123 | 49.44 | -2.0289
[12 empty] | 4945 | -2 | -2.3123 | 49.45 | -2.2952
[12 empty] | 4946 | -2 | -2.3123 | 49.46 | -2.5512
[12 empty] | 4947 | -2.4 | -2.7123 | 49.47 | -2.796
[12 empty] | 4948 | -2.4 | -2.7123 | 49.48 | -3.0284
[12 empty] | 4949 | -2.4 | -2.7123 | 49.49 | -3.2474
[12 empty] | 4950 | -3.2 | -3.5123 | 49.5 | -3.452
[12 empty] | 4951 | -3.2 | -3.5123 | 49.51 | -3.6414
[12 empty] | 4952 | -2.8 | -3.1123 | 49.52 | -3.8147
[12 empty] | 4953 | -3.2 | -3.5123 | 49.53 | -3.9712
[12 empty] | 4954 | -3.6 | -3.9123 | 49.54 | -4.1102
[12 empty] | 4955 | -3.6 | -3.9123 | 49.55 | -4.2311
[12 empty] | 4956 | -3.6 | -3.9123 | 49.56 | -4.3333
[12 empty] | 4957 | -3.6 | -3.9123 | 49.57 | -4.4165
[12 empty] | 4958 | -3.6 | -3.9123 | 49.58 | -4.4803
[12 empty] | 4959 | -3.6 | -3.9123 | 49.59 | -4.5243
[12 empty] | 4960 | -3.6 | -3.9123 | 49.6 | -4.5484
[12 empty] | 4961 | -3.6 | -3.9123 | 49.61 | -4.5526
[12 empty] | 4962 | -3.6 | -3.9123 | 49.62 | -4.5368
[12 empty] | 4963 | -3.6 | -3.9123 | 49.63 | -4.501
[12 empty] | 4964 | -3.2 | -3.5123 | 49.64 | -4.4455
[12 empty] | 4965 | -2.8 | -3.1123 | 49.65 | -4.3705
[12 empty] | 4966 | -3.6 | -3.9123 | 49.66 | -4.2763
[12 empty] | 4967 | -2.8 | -3.1123 | 49.67 | -4.1634
[12 empty] | 4968 | -3.2 | -3.5123 | 49.68 | -4.0322
[12 empty] | 4969 | -2.8 | -3.1123 | 49.69 | -3.8834
[12 empty] | 4970 | -2.4 | -2.7123 | 49.7 | -3.7175
[12 empty] | 4971 | -2.4 | -2.7123 | 49.71 | -3.5354
[12 empty] | 4972 | -2 | -2.3123 | 49.72 | -3.3379
[12 empty] | 4973 | -2.4 | -2.7123 | 49.73 | -3.1257
[12 empty] | 4974 | -2 | -2.3123 | 49.74 | -2.9
[12 empty] | 4975 | -2 | -2.3123 | 49.75 | -2.6615
[12 empty] | 4976 | -1.6 | -1.9123 | 49.76 | -2.4115
[12 empty] | 4977 | -1.2 | -1.5123 | 49.77 | -2.151
[12 empty] | 4978 | -1.2 | -1.5123 | 49.78 | -1.8811
[12 empty] | 4979 | -0.8 | -1.1123 | 49.79 | -1.6031
[12 empty] | 4980 | -0.4 | -0.71232 | 49.8 | -1.3182
[12 empty] | 4981 | -0.4 | -0.71232 | 49.81 | -1.0275
[12 empty] | 4982 | 0 | -0.31232 | 49.82 | -0.73252
[12 empty] | 4983 | 0.8 | 0.48768 | 49.83 | -0.4344
[12 empty] | 4984 | 0.8 | 0.48768 | 49.84 | -0.13448
[12 empty] | 4985 | 0.8 | 0.48768 | 49.85 | 0.1659
[12 empty] | 4986 | 1.2 | 0.88768 | 49.86 | 0.46544
[12 empty] | 4987 | 1.2 | 0.88768 | 49.87 | 0.76281
[12 empty] | 4988 | 2 | 1.6877 | 49.88 | 1.0567
[12 empty] | 4989 | 1.6 | 1.2877 | 49.89 | 1.3459
[12 empty] | 4990 | 2 | 1.6877 | 49.9 | 1.629
[12 empty] | 4991 | 2.8 | 2.4877 | 49.91 | 1.9048
[12 empty] | 4992 | 2.4 | 2.0877 | 49.92 | 2.1722
[12 empty] | 4993 | 2.8 | 2.4877 | 49.93 | 2.4299
[12 empty] | 4994 | 2.8 | 2.4877 | 49.94 | 2.6769
[12 empty] | 4995 | 3.2 | 2.8877 | 49.95 | 2.912
[12 empty] | 4996 | 3.6 | 3.2877 | 49.96 | 3.1342
[12 empty] | 4997 | 4 | 3.6877 | 49.97 | 3.3426
[12 empty] | 4998 | 3.6 | 3.2877 | 49.98 | 3.5361
[12 empty] | 4999 | 4 | 3.6877 | 49.99 | 3.7141
[12 empty] | 5000 | 4 | 3.6877 | 50 | 3.8757

## WaveEq
[8 empty] | Units:(mV) | CH1 | 0.33512 | 100 | Model | SumSquares
Damped Wave Equation |  |  | qc = qo * exp(-t/2RC) * cos(2p * f * t + F) |  |  | for parallel tank |  | 1 | -0.4 | -0.73512 | 0.01 | 6.8128 | 56.9714
[8 empty] | 2 | -0.4 | -0.73512 | 0.02 | 6.1626 | 47.5791
qo = | 11.744 | mV |  | Q tank | 153.9145 |  | Rpt / 2p * f * L | 3 | 0 | -0.33512 | 0.03 | 5.4856 | 33.8812
phi = | 76.2837 | Deg |  | Q coil | 237.7885 |  | -48.082 * f^2 + 165.24 * f + 116.93 | 4 | 0.4 | 0.06488 | 0.04 | 4.7848 | 22.2777
Rpt = | 0.24094 | MW | MW = 2p * f * L * Qi | Q cap | 436.358 |  | Cap Qu = (Qi * Qtank) / (Qi - Qtank) | 5 | -0.4 | -0.73512 | 0.05 | 4.0632 | 23.0242
f = | 1.0557 | MHz | [5 empty] | 6 | -0.4 | -0.73512 | 0.06 | 3.3241 | 16.4773
L = | 235.9945 | mH | L = 38.281 * f + 195.58 | D = | 0.0022917 |  | 1 / Q | 7 | -0.8 | -1.1351 | 0.07 | 2.5707 | 13.7329
C = | 96.3003 | pF | C = ((1/(2p * f)^2)/L | ESR = | 3.5893 |  | W = D / 2pi * f * C | 8 | -0.4 | -0.73512 | 0.08 | 1.8063 | 6.4586
|  |  |  | Rpc = | 0.68312 |  | MW = Qc / 2p * f * C | 9 | -0.4 | -0.73512 | 0.09 | 1.0342 | 3.1306
S sq = | 210.53 |  | Rpt = tank Rp | Rsc = | 3.5876 |  | W = 1 / 2p * f * C * Qc | 10 | 0 | -0.33512 | 0.1 | 0.25799 | 0.35178
|  |  | Rpc = cap Rp |  |  |  |  | 11 | 0.4 | 0.06488 | 0.11 | -0.51905 | 0.34097
[8 empty] | 12 | -0.4 | -0.73512 | 0.12 | -1.2935 | 0.31175
[8 empty] | 13 | -0.4 | -0.73512 | 0.13 | -2.0619 | 1.7603
[8 empty] | 14 | -0.4 | -0.73512 | 0.14 | -2.8209 | 4.3504
[8 empty] | 15 | -0.8 | -1.1351 | 0.15 | -3.5671 | 5.9147
[8 empty] | 16 | -0.4 | -0.73512 | 0.16 | -4.2974 | 12.6899
[8 empty] | 17 | 0.4 | 0.06488 | 0.17 | -5.0085 | 25.7387
[8 empty] | 18 | -0.8 | -1.1351 | 0.18 | -5.6972 | 20.8123
[8 empty] | 19 | 0.4 | 0.06488 | 0.19 | -6.3605 | 41.286
[8 empty] | 20 | -0.4 | -0.73512 | 0.2 | -6.9956 | 39.1942
[8 empty] | 21 | -0.4 | -0.73512 | 0.21 | -7.5997 | 47.1227
[8 empty] | 22 | 0 | -0.33512 | 0.22 | -8.1701 | 61.387
[8 empty] | 23 | -1.2 | -1.5351 | 0.23 | -8.7043 | 51.3974
[8 empty] | 24 | -0.4 | -0.73512 | 0.24 | -9.2 | 71.6547
[8 empty] | 25 | 0.4 | 0.06488 | 0.25 | -9.6551 | 94.4773
[8 empty] | 26 | -0.8 | -1.1351 | 0.26 | -10.0674 | 79.7863
[8 empty] | 27 | 0.4 | 0.06488 | 0.27 | -10.4354 | 110.2552
[8 empty] | 28 | -0.4 | -0.73512 | 0.28 | -10.7572 | 100.443
[8 empty] | 29 | -0.8 | -1.1351 | 0.29 | -11.0317 | 97.9419
[8 empty] | 30 | -0.8 | -1.1351 | 0.3 | -11.2575 | 102.4622
[8 empty] | 31 | 0.4 | 0.06488 | 0.31 | -11.4337 | 132.2169
[8 empty] | 32 | -1.2 | -1.5351 | 0.32 | -11.5595 | 100.4887
[8 empty] | 33 | 1.2 | 0.86488 | 0.33 | -11.6345 | 156.2339
[8 empty] | 34 | -0.4 | -0.73512 | 0.34 | -11.6582 | 119.3144
[8 empty] | 35 | -0.8 | -1.1351 | 0.35 | -11.6307 | 110.1574
[8 empty] | 36 | 0 | -0.33512 | 0.36 | -11.5521 | 125.8195
[8 empty] | 37 | -0.8 | -1.1351 | 0.37 | -11.4226 | 105.8327
[8 empty] | 38 | -0.4 | -0.73512 | 0.38 | -11.243 | 110.416
[8 empty] | 39 | 0.4 | 0.06488 | 0.39 | -11.0141 | 122.7427
[8 empty] | 40 | -0.4 | -0.73512 | 0.4 | -10.7367 | 100.0325
[8 empty] | 41 | -0.4 | -0.73512 | 0.41 | -10.4123 | 93.6487
[8 empty] | 42 | 0.8 | 0.46488 | 0.42 | -10.0423 | 110.4007
[8 empty] | 43 | -1.2 | -1.5351 | 0.43 | -9.6282 | 65.4985
Cap type | Straignt Line Frequency | [6 empty] | 44 | -0.8 | -1.1351 | 0.44 | -9.172 | 64.5917
Cap # | Amsoo 1 |  |  | Plates | Brass |  |  | 45 | 1.2 | 0.86488 | 0.45 | -8.6757 | 91.0219
Min C | 25 | pF |  | Insulation | Ceramic |  |  | 46 | -0.8 | -1.1351 | 0.46 | -8.1414 | 49.0875
Max C | 570 | pF | [5 empty] | 47 | -0.4 | -0.73512 | 0.47 | -7.5715 | 46.7361
[8 empty] | 48 | 1.2 | 0.86488 | 0.48 | -6.9686 | 61.3631
Coil type | Close wound solenoid on PVC form | [6 empty] | 49 | -0.8 | -1.1351 | 0.49 | -6.3353 | 27.0416
Coil # | Calibrated Test Coil |  |  | L = | 38.281 * f + 195.58 | uH |  | 50 | -0.8 | -1.1351 | 0.5 | -5.6744 | 20.6049
Wire | Magnet wire |  |  | O Dia = | 2.7125 | in |  | 51 | 0.8 | 0.46488 | 0.51 | -4.9888 | 29.7429
Guage = | 20 |  |  | Length = | 2.4375 | in |  | 52 | -1.6 | -1.9351 | 0.52 | -4.2816 | 5.506
W Length = | 47 | in |  | Turns = | 65 |  |  | 53 | -0.8 | -1.1351 | 0.53 | -3.5559 | 5.8601
Calibration | [7 empty] | 54 | 1.2 | 0.86488 | 0.54 | -2.8148 | 13.5403
Q = | -48.082 * f^2 + 165.24 * f + 116.93 |  |  |  | 0.998 |  |  | 55 | -1.2 | -1.5351 | 0.55 | -2.0617 | 0.27731
L = | 38.281 * f + 195.58 |  |  |  | 0.9923 |  |  | 56 | 0.4 | 0.06488 | 0.56 | -1.2999 | 1.8625
[8 empty] | 57 | 0 | -0.33512 | 0.57 | -0.53262 | 0.039007
[8 empty] | 58 | -1.2 | -1.5351 | 0.58 | 0.23663 | 3.1391
[8 empty] | 59 | 0.8 | 0.46488 | 0.59 | 1.0045 | 0.29121
[8 empty] | 60 | -0.4 | -0.73512 | 0.6 | 1.7677 | 6.2639
[8 empty] | 61 | 0 | -0.33512 | 0.61 | 2.5227 | 8.167
[8 empty] | 62 | 0.8 | 0.46488 | 0.62 | 3.2663 | 7.8479
[8 empty] | 63 | -0.8 | -1.1351 | 0.63 | 3.9952 | 26.3204
[8 empty] | 64 | -0.4 | -0.73512 | 0.64 | 4.7063 | 29.6087
[8 empty] | 65 | 0.4 | 0.06488 | 0.65 | 5.3963 | 28.4242
[8 empty] | 66 | -0.8 | -1.1351 | 0.66 | 6.0623 | 51.8032
[8 empty] | 67 | 0.8 | 0.46488 | 0.67 | 6.7014 | 38.8941
[8 empty] | 68 | 0 | -0.33512 | 0.68 | 7.3107 | 58.4588
[8 empty] | 69 | -0.8 | -1.1351 | 0.69 | 7.8876 | 81.4099
[8 empty] | 70 | 0.4 | 0.06488 | 0.7 | 8.4296 | 69.9685
[8 empty] | 71 | -0.4 | -0.73512 | 0.71 | 8.9343 | 93.497
[8 empty] | 72 | -0.4 | -0.73512 | 0.72 | 9.3994 | 102.7091
[8 empty] | 73 | 0.4 | 0.06488 | 0.73 | 9.8231 | 95.222
[8 empty] | 74 | -0.4 | -0.73512 | 0.74 | 10.2033 | 119.6491
[8 empty] | 75 | -0.4 | -0.73512 | 0.75 | 10.5385 | 127.0948
[8 empty] | 76 | 0.4 | 0.06488 | 0.76 | 10.8272 | 115.8283
[8 empty] | 77 | 0 | -0.33512 | 0.77 | 11.0682 | 130.0362
[8 empty] | 78 | -0.8 | -1.1351 | 0.78 | 11.2604 | 153.6496
[8 empty] | 79 | 0.8 | 0.46488 | 0.79 | 11.403 | 119.6431
[8 empty] | 80 | 0 | -0.33512 | 0.8 | 11.4954 | 139.9619
[8 empty] | 81 | -0.8 | -1.1351 | 0.81 | 11.5372 | 160.5885
[8 empty] | 82 | 1.2 | 0.86488 | 0.82 | 11.5283 | 113.7081
[8 empty] | 83 | -0.4 | -0.73512 | 0.83 | 11.4686 | 148.9317
[8 empty] | 84 | -0.4 | -0.73512 | 0.84 | 11.3586 | 146.2577
[8 empty] | 85 | 0.4 | 0.06488 | 0.85 | 11.1986 | 123.9603
[8 empty] | 86 | -0.4 | -0.73512 | 0.86 | 10.9895 | 137.4665
[8 empty] | 87 | -0.4 | -0.73512 | 0.87 | 10.7321 | 131.4976
[8 empty] | 88 | 0.8 | 0.46488 | 0.88 | 10.4277 | 99.257
[8 empty] | 89 | 0 | -0.33512 | 0.89 | 10.0775 | 108.4222
[8 empty] | 90 | -0.4 | -0.73512 | 0.9 | 9.6831 | 108.5399
[8 empty] | 91 | 0.4 | 0.06488 | 0.91 | 9.2464 | 84.2996
[8 empty] | 92 | -0.4 | -0.73512 | 0.92 | 8.7691 | 90.3307
[8 empty] | 93 | 0 | -0.33512 | 0.93 | 8.2535 | 73.7649
[8 empty] | 94 | 0.4 | 0.06488 | 0.94 | 7.7019 | 58.3235
[8 empty] | 95 | -0.4 | -0.73512 | 0.95 | 7.1166 | 61.6489
[8 empty] | 96 | 0.4 | 0.06488 | 0.96 | 6.5002 | 41.4136
[8 empty] | 97 | 0.8 | 0.46488 | 0.97 | 5.8556 | 29.0594
[8 empty] | 98 | -0.4 | -0.73512 | 0.98 | 5.1854 | 35.0527
[8 empty] | 99 | 0.4 | 0.06488 | 0.99 | 4.4928 | 19.6062
[8 empty] | 100 | 0 | -0.33512 | 1 | 3.7807 | 16.9396
[8 empty] | 101 | -0.4 | -0.73512 | 1.01 | 3.0522 | 14.344
[8 empty] | 102 | 0.4 | 0.06488 | 1.02 | 2.3107 | 5.0436
[8 empty] | 103 | 0 | -0.33512 | 1.03 | 1.5593 | 3.5888
[8 empty] | 104 | 0 | -0.33512 | 1.04 | 0.80139 | 1.2916
[8 empty] | 105 | 0.4 | 0.06488 | 1.05 | 0.040274 | 0.00060547
[8 empty] | 106 | 0.4 | 0.06488 | 1.06 | -0.72069 | 0.61712
[8 empty] | 107 | 0 | -0.33512 | 1.07 | -1.4782 | 1.3065
[8 empty] | 108 | 0.4 | 0.06488 | 1.08 | -2.2288 | 5.2609
[8 empty] | 109 | 0 | -0.33512 | 1.09 | -2.9693 | 6.9389
[8 empty] | 110 | -0.4 | -0.73512 | 1.1 | -3.6964 | 8.7694
[8 empty] | 111 | 0 | -0.33512 | 1.11 | -4.407 | 16.5802
[8 empty] | 112 | 0.4 | 0.06488 | 1.12 | -5.0979 | 26.6541
[8 empty] | 113 | 0 | -0.33512 | 1.13 | -5.766 | 29.495
[8 empty] | 114 | 0.4 | 0.06488 | 1.14 | -6.4086 | 41.9055
[8 empty] | 115 | 0 | -0.33512 | 1.15 | -7.0226 | 44.7228
[8 empty] | 116 | 0 | -0.33512 | 1.16 | -7.6055 | 52.859
[8 empty] | 117 | -0.4 | -0.73512 | 1.17 | -8.1548 | 55.051
[8 empty] | 118 | 0.4 | 0.06488 | 1.18 | -8.6679 | 76.2609
[8 empty] | 119 | -0.4 | -0.73512 | 1.19 | -9.1426 | 70.6865
[8 empty] | 120 | 0 | -0.33512 | 1.2 | -9.577 | 85.4126
[8 empty] | 121 | 0.4 | 0.06488 | 1.21 | -9.9691 | 100.6803
[8 empty] | 122 | -0.4 | -0.73512 | 1.22 | -10.3171 | 91.8149
[8 empty] | 123 | -0.4 | -0.73512 | 1.23 | -10.6197 | 97.7042
[8 empty] | 124 | -0.4 | -0.73512 | 1.24 | -10.8754 | 102.8246
[8 empty] | 125 | -0.4 | -0.73512 | 1.25 | -11.0831 | 107.0813
[8 empty] | 126 | 0 | -0.33512 | 1.26 | -11.2421 | 118.9614
[8 empty] | 127 | -0.4 | -0.73512 | 1.27 | -11.3515 | 112.7074
[8 empty] | 128 | -0.4 | -0.73512 | 1.28 | -11.411 | 113.9735
[8 empty] | 129 | 0.8 | 0.46488 | 1.29 | -11.4202 | 141.2554
[8 empty] | 130 | -0.4 | -0.73512 | 1.3 | -11.3792 | 113.2973
[8 empty] | 131 | -0.4 | -0.73512 | 1.31 | -11.2882 | 111.3684
[8 empty] | 132 | 0 | -0.33512 | 1.32 | -11.1476 | 116.9107
[8 empty] | 133 | -1.6 | -1.9351 | 1.33 | -10.9581 | 81.4139
[8 empty] | 134 | -0.4 | -0.73512 | 1.34 | -10.7204 | 99.7062
[8 empty] | 135 | 1.6 | 1.2649 | 1.35 | -10.4357 | 136.9038
[8 empty] | 136 | -0.8 | -1.1351 | 1.36 | -10.1052 | 80.4629
[8 empty] | 137 | 0.8 | 0.46488 | 1.37 | -9.7305 | 103.9448
[8 empty] | 138 | 0.4 | 0.06488 | 1.38 | -9.313 | 87.9455
[8 empty] | 139 | -2 | -2.3351 | 1.39 | -8.8549 | 42.5071
[8 empty] | 140 | 0 | -0.33512 | 1.4 | -8.3579 | 64.3656
[8 empty] | 141 | 0.4 | 0.06488 | 1.41 | -7.8245 | 62.2419
[8 empty] | 142 | -2 | -2.3351 | 1.42 | -7.2568 | 24.2232
[8 empty] | 143 | 1.2 | 0.86488 | 1.43 | -6.6575 | 56.5864
[8 empty] | 144 | 1.2 | 0.86488 | 1.44 | -6.0292 | 47.5281
[8 empty] | 145 | -2 | -2.3351 | 1.45 | -5.3746 | 9.2385
[8 empty] | 146 | 0.4 | 0.06488 | 1.46 | -4.6967 | 22.6724
[8 empty] | 147 | -1.6 | -1.9351 | 1.47 | -3.9984 | 4.2571
[8 empty] | 148 | 1.2 | 0.86488 | 1.48 | -3.2828 | 17.2033
[8 empty] | 149 | -2 | -2.3351 | 1.49 | -2.5531 | 0.047519
[8 empty] | 150 | 1.2 | 0.86488 | 1.5 | -1.8125 | 7.1683
[8 empty] | 151 | 1.6 | 1.2649 | 1.51 | -1.0642 | 5.4247
[8 empty] | 152 | -2 | -2.3351 | 1.52 | -0.3116 | 4.0946
[8 empty] | 153 | 1.2 | 0.86488 | 1.53 | 0.44207 | 0.17877
[8 empty] | 154 | -0.8 | -1.1351 | 1.54 | 1.1935 | 5.4223
[8 empty] | 155 | -2.4 | -2.7351 | 1.55 | 1.9393 | 21.8502
[8 empty] | 156 | 2.8 | 2.4649 | 1.56 | 2.6763 | 0.044691
[8 empty] | 157 | -0.8 | -1.1351 | 1.57 | 3.4012 | 20.578
[8 empty] | 158 | -0.8 | -1.1351 | 1.58 | 4.1108 | 27.5197
[8 empty] | 159 | 2.8 | 2.4649 | 1.59 | 4.802 | 5.4623
[8 empty] | 160 | -1.6 | -1.9351 | 1.6 | 5.4719 | 54.8634
[8 empty] | 161 | -0.4 | -0.73512 | 1.61 | 6.1173 | 46.9562
[8 empty] | 162 | 0.8 | 0.46488 | 1.62 | 6.7356 | 39.3223
[8 empty] | 163 | -0.8 | -1.1351 | 1.63 | 7.324 | 71.5573
[8 empty] | 164 | 0 | -0.33512 | 1.64 | 7.88 | 67.4879
[8 empty] | 165 | 1.2 | 0.86488 | 1.65 | 8.401 | 56.7936
[8 empty] | 166 | -0.8 | -1.1351 | 1.66 | 8.8849 | 100.401
[8 empty] | 167 | 0.8 | 0.46488 | 1.67 | 9.3295 | 78.5817
[8 empty] | 168 | 0.4 | 0.06488 | 1.68 | 9.7329 | 93.4705
[8 empty] | 169 | -0.8 | -1.1351 | 1.69 | 10.0933 | 126.0774
[8 empty] | 170 | 0 | -0.33512 | 1.7 | 10.4092 | 115.4396
[8 empty] | 171 | 0.4 | 0.06488 | 1.71 | 10.6791 | 112.662
[8 empty] | 172 | -0.4 | -0.73512 | 1.72 | 10.902 | 135.4223
[8 empty] | 173 | 0.4 | 0.06488 | 1.73 | 11.0768 | 121.2629
[8 empty] | 174 | 1.2 | 0.86488 | 1.74 | 11.2029 | 106.874
[8 empty] | 175 | -1.2 | -1.5351 | 1.75 | 11.2796 | 164.2169
[8 empty] | 176 | 0.8 | 0.46488 | 1.76 | 11.3067 | 117.5447
[8 empty] | 177 | -0.4 | -0.73512 | 1.77 | 11.284 | 144.4602
[8 empty] | 178 | -0.4 | -0.73512 | 1.78 | 11.2118 | 142.7285
[8 empty] | 179 | 1.2 | 0.86488 | 1.79 | 11.0902 | 104.5582
[8 empty] | 180 | 0 | -0.33512 | 1.8 | 10.92 | 126.6777
[8 empty] | 181 | 0.4 | 0.06488 | 1.81 | 10.7018 | 113.144
[8 empty] | 182 | 0.8 | 0.46488 | 1.82 | 10.4366 | 99.4358
[8 empty] | 183 | -0.8 | -1.1351 | 1.83 | 10.1257 | 126.8056
[8 empty] | 184 | 0 | -0.33512 | 1.84 | 9.7703 | 102.1202
[8 empty] | 185 | -1.2 | -1.5351 | 1.85 | 9.3722 | 118.9691
[8 empty] | 186 | 1.2 | 0.86488 | 1.86 | 8.933 | 65.0941
[8 empty] | 187 | -0.4 | -0.73512 | 1.87 | 8.4547 | 84.4523
[8 empty] | 188 | -0.4 | -0.73512 | 1.88 | 7.9394 | 75.2473
[8 empty] | 189 | 1.6 | 1.2649 | 1.89 | 7.3894 | 37.5102
[8 empty] | 190 | -2 | -2.3351 | 1.9 | 6.8072 | 83.5823
[8 empty] | 191 | -2 | -2.3351 | 1.91 | 6.1953 | 72.7682
[8 empty] | 192 | -6.8 | -7.1351 | 1.92 | 5.5564 | 161.0751
[8 empty] | 193 | -2.8 | -3.1351 | 1.93 | 4.8934 | 64.4566
[8 empty] | 194 | -10 | -10.3351 | 1.94 | 4.2091 | 211.5339
[8 empty] | 195 | 14 | 13.6649 | 1.95 | 3.5066 | 103.1909
[8 empty] | 196 | -21.2 | -21.5351 | 1.96 | 2.789 | 591.6614
[8 empty] | 197 | -4.8 | -5.1351 | 1.97 | 2.0594 | 51.7611
[8 empty] | 198 | 3.2 | 2.8649 | 1.98 | 1.3211 | 2.3833
[8 empty] | 199 | -18 | -18.3351 | 1.99 | 0.57728 | 357.6789
[8 empty] | 200 | -14.4 | -14.7351 | 2 | -0.16874 | 212.1793
[8 empty] | 201 | 1.2 | 0.86488 | 2.01 | -0.9137 | 3.1634
[8 empty] | 202 | -18 | -18.3351 | 2.02 | -1.6543 | 278.249
[8 empty] | 203 | -15.2 | -15.5351 | 2.03 | -2.3874 | 172.8639
[8 empty] | 204 | -6 | -6.3351 | 2.04 | -3.1096 | 10.4042
[8 empty] | 205 | -19.2 | -19.5351 | 2.05 | -3.8178 | 247.0345
[8 empty] | 206 | -14.4 | -14.7351 | 2.06 | -4.5089 | 104.5752
[8 empty] | 207 | -10.8 | -11.1351 | 2.07 | -5.1799 | 35.4643
[8 empty] | 208 | -19.6 | -19.9351 | 2.08 | -5.8279 | 199.0147
[8 empty] | 209 | -15.6 | -15.9351 | 2.09 | -6.4499 | 89.9696
[8 empty] | 210 | -14 | -14.3351 | 2.1 | -7.0433 | 53.1708
[8 empty] | 211 | -21.2 | -21.5351 | 2.11 | -7.6055 | 194.0356
[8 empty] | 212 | -14 | -14.3351 | 2.12 | -8.1339 | 38.4547
[8 empty] | 213 | -16 | -16.3351 | 2.13 | -8.6264 | 59.4242
[8 empty] | 214 | -10.4 | -10.7351 | 2.14 | -9.0807 | 2.737
[8 empty] | 215 | 51.2 | 50.8649 | 2.15 | -9.495 | 3643.3092
[8 empty] | 216 | -50.8 | -51.1351 | 2.16 | -9.8672 | 1703.0397
[8 empty] | 217 | 51.2 | 50.8649 | 2.17 | -10.1959 | 3728.4234
[8 empty] | 218 | 17.6 | 17.2649 | 2.18 | -10.4797 | 769.7603
[8 empty] | 219 | -50.8 | -51.1351 | 2.19 | -10.7172 | 1633.6081
[8 empty] | 220 | 36.4 | 36.0649 | 2.2 | -10.9075 | 2206.4044
[8 empty] | 221 | 51.2 | 50.8649 | 2.21 | -11.0497 | 3833.4209
[8 empty] | 222 | -50.8 | -51.1351 | 2.22 | -11.1433 | 1599.3426
[8 empty] | 223 | 35.2 | 34.8649 | 2.23 | -11.1879 | 2120.8574
[8 empty] | 224 | 51.2 | 50.8649 | 2.24 | -11.1832 | 3849.9663
[8 empty] | 225 | -50.8 | -51.1351 | 2.25 | -11.1294 | 1600.4604
[8 empty] | 226 | 51.2 | 50.8649 | 2.26 | -11.0266 | 3830.5552
[8 empty] | 227 | 30 | 29.6649 | 2.27 | -10.8754 | 1643.513
[8 empty] | 228 | -50.8 | -51.1351 | 2.28 | -10.6764 | 1636.9075
[8 empty] | 229 | 51.2 | 50.8649 | 2.29 | -10.4306 | 3757.1318
[8 empty] | 230 | 0.8 | 0.46488 | 2.3 | -10.139 | 112.4414
[8 empty] | 231 | -50.8 | -51.1351 | 2.31 | -9.8029 | 1708.353
[8 empty] | 232 | 51.2 | 50.8649 | 2.32 | -9.4239 | 3634.7325
[8 empty] | 233 | -0.4 | -0.73512 | 2.33 | -9.0036 | 68.3669
[8 empty] | 234 | -50.8 | -51.1351 | 2.34 | -8.5438 | 1814.0184
[8 empty] | 235 | 51.2 | 50.8649 | 2.35 | -8.0467 | 3470.5776
[8 empty] | 236 | -26.4 | -26.7351 | 2.36 | -7.5145 | 369.4339
[8 empty] | 237 | -48.4 | -48.7351 | 2.37 | -6.9494 | 1746.0491
[8 empty] | 238 | 46.8 | 46.4649 | 2.38 | -6.354 | 2789.8303
[8 empty] | 239 | -22.8 | -23.1351 | 2.39 | -5.7309 | 302.9079
[8 empty] | 240 | -18.4 | -18.7351 | 2.4 | -5.0828 | 186.3846
[8 empty] | 241 | 30.8 | 30.4649 | 2.41 | -4.4127 | 1216.4491
[8 empty] | 242 | -37.6 | -37.9351 | 2.42 | -3.7235 | 1170.4326
[8 empty] | 243 | -9.6 | -9.9351 | 2.43 | -3.0182 | 47.8432
[8 empty] | 244 | 30 | 29.6649 | 2.44 | -2.3 | 1021.7523
[8 empty] | 245 | -19.6 | -19.9351 | 2.45 | -1.5719 | 337.2074
[8 empty] | 246 | 4 | 3.6649 | 2.46 | -0.83725 | 20.2691
[8 empty] | 247 | 19.6 | 19.2649 | 2.47 | -0.099215 | 374.9682
[8 empty] | 248 | -31.2 | -31.5351 | 2.48 | 0.63893 | 1035.1698
[8 empty] | 249 | 8.8 | 8.4649 | 2.49 | 1.374 | 50.2812
[8 empty] | 250 | 20.8 | 20.4649 | 2.5 | 2.1026 | 337.1726
[8 empty] | 251 | -16 | -16.3351 | 2.51 | 2.8217 | 366.9846
[8 empty] | 252 | 12.8 | 12.4649 | 2.52 | 3.5281 | 79.866
[8 empty] | 253 | 10.8 | 10.4649 | 2.53 | 4.2187 | 39.0152
[8 empty] | 254 | -16.4 | -16.7351 | 2.54 | 4.8904 | 467.6624
[8 empty] | 255 | 20 | 19.6649 | 2.55 | 5.5403 | 199.5037
[8 empty] | 256 | 18 | 17.6649 | 2.56 | 6.1656 | 132.234
[8 empty] | 257 | -8.8 | -9.1351 | 2.57 | 6.7635 | 252.7651
[8 empty] | 258 | 16 | 15.6649 | 2.58 | 7.3314 | 69.4476
[8 empty] | 259 | 4 | 3.6649 | 2.59 | 7.8668 | 17.6558
[8 empty] | 260 | -5.6 | -5.9351 | 2.6 | 8.3673 | 204.5604
[8 empty] | 261 | 23.6 | 23.2649 | 2.61 | 8.8309 | 208.3396
[8 empty] | 262 | 16.8 | 16.4649 | 2.62 | 9.2554 | 51.976
[8 empty] | 263 | 2.4 | 2.0649 | 2.63 | 9.6391 | 57.3686
[8 empty] | 264 | 15.6 | 15.2649 | 2.64 | 9.9802 | 27.9281
[8 empty] | 265 | 4.4 | 4.0649 | 2.65 | 10.2772 | 38.5934
[8 empty] | 266 | 2.8 | 2.4649 | 2.66 | 10.529 | 65.0295
[8 empty] | 267 | 22 | 21.6649 | 2.67 | 10.7343 | 119.4778
[8 empty] | 268 | 13.2 | 12.8649 | 2.68 | 10.8923 | 3.891
[8 empty] | 269 | 7.2 | 6.8649 | 2.69 | 11.0024 | 17.1189
[8 empty] | 270 | 14.4 | 14.0649 | 2.7 | 11.064 | 9.0053
[8 empty] | 271 | 6.8 | 6.4649 | 2.71 | 11.0769 | 21.2712
[8 empty] | 272 | 10.4 | 10.0649 | 2.72 | 11.0412 | 0.95315
[8 empty] | 273 | 18.8 | 18.4649 | 2.73 | 10.9569 | 56.3703
[8 empty] | 274 | 10 | 9.6649 | 2.74 | 10.8244 | 1.3445
[8 empty] | 275 | 7.6 | 7.2649 | 2.75 | 10.6444 | 11.4211
[8 empty] | 276 | 9.6 | 9.2649 | 2.76 | 10.4177 | 1.3289
[8 empty] | 277 | 7.2 | 6.8649 | 2.77 | 10.1452 | 10.7605
[8 empty] | 278 | 12.4 | 12.0649 | 2.78 | 9.8283 | 5.0025
[8 empty] | 279 | 16 | 15.6649 | 2.79 | 9.4682 | 38.3986
[8 empty] | 280 | 8.4 | 8.0649 | 2.8 | 9.0667 | 1.0037
[8 empty] | 281 | 6.8 | 6.4649 | 2.81 | 8.6255 | 4.6682
[8 empty] | 282 | 6.8 | 6.4649 | 2.82 | 8.1465 | 2.8279
[8 empty] | 283 | 5.6 | 5.2649 | 2.83 | 7.632 | 5.603
[8 empty] | 284 | 10 | 9.6649 | 2.84 | 7.084 | 6.6608
[8 empty] | 285 | 10 | 9.6649 | 2.85 | 6.5052 | 9.9836
[8 empty] | 286 | 4.8 | 4.4649 | 2.86 | 5.898 | 2.0538
[8 empty] | 287 | 4 | 3.6649 | 2.87 | 5.2651 | 2.5608
[8 empty] | 288 | 4 | 3.6649 | 2.88 | 4.6094 | 0.89209
[8 empty] | 289 | 4.4 | 4.0649 | 2.89 | 3.9336 | 0.017222
[8 empty] | 290 | 6 | 5.6649 | 2.9 | 3.2409 | 5.8757
[8 empty] | 291 | 3.6 | 3.2649 | 2.91 | 2.5342 | 0.53389
[8 empty] | 292 | -0.4 | -0.73512 | 2.92 | 1.8167 | 6.5116
[8 empty] | 293 | -1.2 | -1.5351 | 2.93 | 1.0914 | 6.8988
[8 empty] | 294 | 0.4 | 0.06488 | 2.94 | 0.36173 | 0.088122
[8 empty] | 295 | 1.6 | 1.2649 | 2.95 | -0.36925 | 2.6704
[8 empty] | 296 | 2 | 1.6649 | 2.96 | -1.0983 | 7.6351
[8 empty] | 297 | -0.4 | -0.73512 | 2.97 | -1.8222 | 1.1817
[8 empty] | 298 | -4 | -4.3351 | 2.98 | -2.5378 | 3.2305
[8 empty] | 299 | -5.2 | -5.5351 | 2.99 | -3.2419 | 5.259
[8 empty] | 300 | -4 | -4.3351 | 3 | -3.9314 | 0.16297
[8 empty] | 301 | -3.2 | -3.5351 | 3.01 | -4.6034 | 1.1412
[8 empty] | 302 | -4 | -4.3351 | 3.02 | -5.2548 | 0.84583
[8 empty] | 303 | -5.6 | -5.9351 | 3.03 | -5.8828 | 0.0027325
[8 empty] | 304 | -7.2 | -7.5351 | 3.04 | -6.4847 | 1.1033
[8 empty] | 305 | -7.2 | -7.5351 | 3.05 | -7.0579 | 0.22778
[8 empty] | 306 | -6 | -6.3351 | 3.06 | -7.5997 | 1.5992
[8 empty] | 307 | -6.8 | -7.1351 | 3.07 | -8.1079 | 0.94626
[8 empty] | 308 | -8.4 | -8.7351 | 3.08 | -8.5802 | 0.024005
[8 empty] | 309 | -10.4 | -10.7351 | 3.09 | -9.0146 | 2.9604
[8 empty] | 310 | -10.8 | -11.1351 | 3.1 | -9.4091 | 2.9792
[8 empty] | 311 | -9.6 | -9.9351 | 3.11 | -9.7621 | 0.029941
[8 empty] | 312 | -7.2 | -7.5351 | 3.12 | -10.072 | 6.4357
[8 empty] | 313 | -8 | -8.3351 | 3.13 | -10.3375 | 4.0094
[8 empty] | 314 | -10 | -10.3351 | 3.14 | -10.5574 | 0.049403
[8 empty] | 315 | -12 | -12.3351 | 3.15 | -10.7308 | 2.5739
[8 empty] | 316 | -12.4 | -12.7351 | 3.16 | -10.8569 | 3.5277
[8 empty] | 317 | -10.8 | -11.1351 | 3.17 | -10.9352 | 0.039961
[8 empty] | 318 | -9.6 | -9.9351 | 3.18 | -10.9654 | 1.0615
[8 empty] | 319 | -9.2 | -9.5351 | 3.19 | -10.9474 | 1.9945
[8 empty] | 320 | -10.8 | -11.1351 | 3.2 | -10.8812 | 0.064469
[8 empty] | 321 | -10.8 | -11.1351 | 3.21 | -10.7672 | 0.13535
[8 empty] | 322 | -10.8 | -11.1351 | 3.22 | -10.6059 | 0.28005
[8 empty] | 323 | -9.6 | -9.9351 | 3.23 | -10.3981 | 0.21431
[8 empty] | 324 | -8.8 | -9.1351 | 3.24 | -10.1446 | 1.019
[8 empty] | 325 | -9.6 | -9.9351 | 3.25 | -9.8465 | 0.0078447
[8 empty] | 326 | -10.4 | -10.7351 | 3.26 | -9.5054 | 1.5123
[8 empty] | 327 | -10 | -10.3351 | 3.27 | -9.1225 | 1.4704
[8 empty] | 328 | -8.4 | -8.7351 | 3.28 | -8.6998 | 0.0012509
[8 empty] | 329 | -6 | -6.3351 | 3.29 | -8.2389 | 3.6243
[8 empty] | 330 | -5.6 | -5.9351 | 3.3 | -7.742 | 3.2648
[8 empty] | 331 | -6.8 | -7.1351 | 3.31 | -7.2113 | 0.0057983
[8 empty] | 332 | -7.2 | -7.5351 | 3.32 | -6.6491 | 0.78511
[8 empty] | 333 | -6.8 | -7.1351 | 3.33 | -6.0578 | 1.1605
[8 empty] | 334 | -5.2 | -5.5351 | 3.34 | -5.4403 | 0.009
[8 empty] | 335 | -3.6 | -3.9351 | 3.35 | -4.799 | 0.74629
[8 empty] | 336 | -2.8 | -3.1351 | 3.36 | -4.1369 | 1.0036
[8 empty] | 337 | -2.8 | -3.1351 | 3.37 | -3.4569 | 0.10356
[8 empty] | 338 | -2.8 | -3.1351 | 3.38 | -2.762 | 0.13919
[8 empty] | 339 | -2 | -2.3351 | 3.39 | -2.0553 | 0.078306
[8 empty] | 340 | -0.4 | -0.73512 | 3.4 | -1.3398 | 0.36565
[8 empty] | 341 | 0 | -0.33512 | 3.41 | -0.61875 | 0.080445
[8 empty] | 342 | 0 | -0.33512 | 3.42 | 0.10472 | 0.19346
[8 empty] | 343 | 0.4 | 0.06488 | 3.43 | 0.82742 | 0.58147
[8 empty] | 344 | 1.2 | 0.86488 | 3.44 | 1.5462 | 0.46416
[8 empty] | 345 | 2.8 | 2.4649 | 3.45 | 2.2578 | 0.042876
[8 empty] | 346 | 4.4 | 4.0649 | 3.46 | 2.9592 | 1.2225
[8 empty] | 347 | 5.2 | 4.8649 | 3.47 | 3.6473 | 1.4825
[8 empty] | 348 | 4.4 | 4.0649 | 3.48 | 4.3191 | 0.064609
[8 empty] | 349 | 4.4 | 4.0649 | 3.49 | 4.9715 | 0.82202
[8 empty] | 350 | 5.2 | 4.8649 | 3.5 | 5.6019 | 0.54314
[8 empty] | 351 | 6 | 5.6649 | 3.51 | 6.2073 | 0.2942
[8 empty] | 352 | 7.6 | 7.2649 | 3.52 | 6.7851 | 0.23015
[8 empty] | 353 | 8 | 7.6649 | 3.53 | 7.3329 | 0.1102
[8 empty] | 354 | 8 | 7.6649 | 3.54 | 7.8482 | 0.033608
[8 empty] | 355 | 8 | 7.6649 | 3.55 | 8.3288 | 0.44073
[8 empty] | 356 | 9.2 | 8.8649 | 3.56 | 8.7725 | 0.0085379
[8 empty] | 357 | 10 | 9.6649 | 3.57 | 9.1774 | 0.23761
[8 empty] | 358 | 10.4 | 10.0649 | 3.58 | 9.5418 | 0.27356
[8 empty] | 359 | 10 | 9.6649 | 3.59 | 9.8641 | 0.039708
[8 empty] | 360 | 10 | 9.6649 | 3.6 | 10.1429 | 0.22853
[8 empty] | 361 | 10.4 | 10.0649 | 3.61 | 10.377 | 0.09741
[8 empty] | 362 | 10.8 | 10.4649 | 3.62 | 10.5653 | 0.010086
[8 empty] | 363 | 12 | 11.6649 | 3.63 | 10.7071 | 0.91737
[8 empty] | 364 | 11.6 | 11.2649 | 3.64 | 10.8017 | 0.21452
[8 empty] | 365 | 11.2 | 10.8649 | 3.65 | 10.8488 | 0.00025846
[8 empty] | 366 | 10.4 | 10.0649 | 3.66 | 10.8482 | 0.61353
[8 empty] | 367 | 10.4 | 10.0649 | 3.67 | 10.7998 | 0.54013
[8 empty] | 368 | 10.8 | 10.4649 | 3.68 | 10.704 | 0.057176
[8 empty] | 369 | 10.8 | 10.4649 | 3.69 | 10.5611 | 0.0092667
[8 empty] | 370 | 11.2 | 10.8649 | 3.7 | 10.3719 | 0.24302
[8 empty] | 371 | 10.8 | 10.4649 | 3.71 | 10.1371 | 0.10741
[8 empty] | 372 | 10 | 9.6649 | 3.72 | 9.8579 | 0.037258
[8 empty] | 373 | 9.6 | 9.2649 | 3.73 | 9.5354 | 0.073197
[8 empty] | 374 | 9.2 | 8.8649 | 3.74 | 9.1712 | 0.093809
[8 empty] | 375 | 9.2 | 8.8649 | 3.75 | 8.7667 | 0.0096354
[8 empty] | 376 | 8.8 | 8.4649 | 3.76 | 8.3239 | 0.019876
[8 empty] | 377 | 7.6 | 7.2649 | 3.77 | 7.8447 | 0.33615
[8 empty] | 378 | 7.6 | 7.2649 | 3.78 | 7.3311 | 0.0043899
[8 empty] | 379 | 7.6 | 7.2649 | 3.79 | 6.7856 | 0.22972
[8 empty] | 380 | 6.8 | 6.4649 | 3.8 | 6.2104 | 0.06474
[8 empty] | 381 | 6.4 | 6.0649 | 3.81 | 5.6082 | 0.20853
[8 empty] | 382 | 5.2 | 4.8649 | 3.82 | 4.9816 | 0.013625
[8 empty] | 383 | 4.4 | 4.0649 | 3.83 | 4.3334 | 0.072078
[8 empty] | 384 | 3.2 | 2.8649 | 3.84 | 3.6663 | 0.64231
[8 empty] | 385 | 3.2 | 2.8649 | 3.85 | 2.9835 | 0.014059
[8 empty] | 386 | 2.8 | 2.4649 | 3.86 | 2.2878 | 0.031372
[8 empty] | 387 | 2 | 1.6649 | 3.87 | 1.5823 | 0.0068189
[8 empty] | 388 | 1.2 | 0.86488 | 3.88 | 0.87019 | 2.8242e-05
[8 empty] | 389 | 0.4 | 0.06488 | 3.89 | 0.15457 | 0.0080434
[8 empty] | 390 | -0.4 | -0.73512 | 3.9 | -0.56144 | 0.030166
[8 empty] | 391 | -0.8 | -1.1351 | 3.91 | -1.2747 | 0.019471
[8 empty] | 392 | -1.6 | -1.9351 | 3.92 | -1.982 | 0.0021948
[8 empty] | 393 | -2 | -2.3351 | 3.93 | -2.6803 | 0.11912
[8 empty] | 394 | -3.6 | -3.9351 | 3.94 | -3.3665 | 0.32337
[8 empty] | 395 | -4 | -4.3351 | 3.95 | -4.0376 | 0.088541
[8 empty] | 396 | -4 | -4.3351 | 3.96 | -4.6906 | 0.12638
[8 empty] | 397 | -4.4 | -4.7351 | 3.97 | -5.3228 | 0.34533
[8 empty] | 398 | -5.2 | -5.5351 | 3.98 | -5.9312 | 0.15691
[8 empty] | 399 | -6.4 | -6.7351 | 3.99 | -6.5134 | 0.049179
[8 empty] | 400 | -6.8 | -7.1351 | 4 | -7.0666 | 0.004697
[8 empty] | 401 | -7.6 | -7.9351 | 4.01 | -7.5885 | 0.12015
[8 empty] | 402 | -7.6 | -7.9351 | 4.02 | -8.0768 | 0.020078
[8 empty] | 403 | -8.4 | -8.7351 | 4.03 | -8.5294 | 0.042319
[8 empty] | 404 | -8.4 | -8.7351 | 4.04 | -8.9443 | 0.043751
[8 empty] | 405 | -9.2 | -9.5351 | 4.05 | -9.3197 | 0.046424
[8 empty] | 406 | -9.2 | -9.5351 | 4.06 | -9.6539 | 0.014105
[8 empty] | 407 | -9.6 | -9.9351 | 4.07 | -9.9455 | 0.00010794
[8 empty] | 408 | -10 | -10.3351 | 4.08 | -10.1933 | 0.02012
[8 empty] | 409 | -10 | -10.3351 | 4.09 | -10.3961 | 0.0037192
[8 empty] | 410 | -10.4 | -10.7351 | 4.1 | -10.5531 | 0.03312
[8 empty] | 411 | -10.8 | -11.1351 | 4.11 | -10.6637 | 0.22226
[8 empty] | 412 | -10.4 | -10.7351 | 4.12 | -10.7273 | 6.1378e-05
[8 empty] | 413 | -10.4 | -10.7351 | 4.13 | -10.7437 | 7.3442e-05
[8 empty] | 414 | -10 | -10.3351 | 4.14 | -10.7128 | 0.14267
[8 empty] | 415 | -10 | -10.3351 | 4.15 | -10.6349 | 0.089864
[8 empty] | 416 | -10.4 | -10.7351 | 4.16 | -10.5102 | 0.050584
[8 empty] | 417 | -10.4 | -10.7351 | 4.17 | -10.3394 | 0.15662
[8 empty] | 418 | -10 | -10.3351 | 4.18 | -10.1231 | 0.044945
[8 empty] | 419 | -9.6 | -9.9351 | 4.19 | -9.8624 | 0.005281
[8 empty] | 420 | -8.8 | -9.1351 | 4.2 | -9.5585 | 0.17927
[8 empty] | 421 | -8.8 | -9.1351 | 4.21 | -9.2127 | 0.0060171
[8 empty] | 422 | -8.4 | -8.7351 | 4.22 | -8.8265 | 0.0083491
[8 empty] | 423 | -8 | -8.3351 | 4.23 | -8.4016 | 0.0044259
[8 empty] | 424 | -7.6 | -7.9351 | 4.24 | -7.94 | 2.4181e-05
[8 empty] | 425 | -6.8 | -7.1351 | 4.25 | -7.4437 | 0.095227
[8 empty] | 426 | -6.8 | -7.1351 | 4.26 | -6.9149 | 0.048515
[8 empty] | 427 | -6 | -6.3351 | 4.27 | -6.3558 | 0.00042884
[8 empty] | 428 | -5.2 | -5.5351 | 4.28 | -5.7691 | 0.054741
[8 empty] | 429 | -4.8 | -5.1351 | 4.29 | -5.1572 | 0.00048885
[8 empty] | 430 | -3.6 | -3.9351 | 4.3 | -4.523 | 0.34555
[8 empty] | 431 | -2.8 | -3.1351 | 4.31 | -3.8691 | 0.53868
[8 empty] | 432 | -2.4 | -2.7351 | 4.32 | -3.1984 | 0.21467
[8 empty] | 433 | -2 | -2.3351 | 4.33 | -2.514 | 0.032012
[8 empty] | 434 | -1.6 | -1.9351 | 4.34 | -1.8189 | 0.013512
[8 empty] | 435 | -0.8 | -1.1351 | 4.35 | -1.116 | 0.00036489
[8 empty] | 436 | -0.4 | -0.73512 | 4.36 | -0.40855 | 0.10665
[8 empty] | 437 | 0.8 | 0.46488 | 4.37 | 0.30041 | 0.027052
[8 empty] | 438 | 1.6 | 1.2649 | 4.38 | 1.0077 | 0.066123
[8 empty] | 439 | 2 | 1.6649 | 4.39 | 1.7103 | 0.0020658
[8 empty] | 440 | 2.8 | 2.4649 | 4.4 | 2.4051 | 0.0035735
[8 empty] | 441 | 3.2 | 2.8649 | 4.41 | 3.089 | 0.050228
[8 empty] | 442 | 4 | 3.6649 | 4.42 | 3.759 | 0.0088607
[8 empty] | 443 | 4.4 | 4.0649 | 4.43 | 4.4122 | 0.12064
[8 empty] | 444 | 5.6 | 5.2649 | 4.44 | 5.0457 | 0.048032
[8 empty] | 445 | 6 | 5.6649 | 4.45 | 5.6568 | 6.5819e-05
[8 empty] | 446 | 6.8 | 6.4649 | 4.46 | 6.2427 | 0.049374
[8 empty] | 447 | 7.2 | 6.8649 | 4.47 | 6.8009 | 0.004096
[8 empty] | 448 | 7.6 | 7.2649 | 4.48 | 7.3289 | 0.0041031
[8 empty] | 449 | 8.8 | 8.4649 | 4.49 | 7.8245 | 0.41004
[8 empty] | 450 | 8.8 | 8.4649 | 4.5 | 8.2855 | 0.032174
[8 empty] | 451 | 8.8 | 8.4649 | 4.51 | 8.7098 | 0.060009
[8 empty] | 452 | 9.2 | 8.8649 | 4.52 | 9.0957 | 0.053279
[8 empty] | 453 | 9.6 | 9.2649 | 4.53 | 9.4414 | 0.031156
[8 empty] | 454 | 10.4 | 10.0649 | 4.54 | 9.7454 | 0.10206
[8 empty] | 455 | 10.4 | 10.0649 | 4.55 | 10.0064 | 0.003415
[8 empty] | 456 | 10.8 | 10.4649 | 4.56 | 10.2234 | 0.058334
[8 empty] | 457 | 10.4 | 10.0649 | 4.57 | 10.3952 | 0.10912
[8 empty] | 458 | 10.8 | 10.4649 | 4.58 | 10.5213 | 0.0031824
[8 empty] | 459 | 11.2 | 10.8649 | 4.59 | 10.601 | 0.06961
[8 empty] | 460 | 10.8 | 10.4649 | 4.6 | 10.6341 | 0.028649
[8 empty] | 461 | 10.8 | 10.4649 | 4.61 | 10.6205 | 0.024205
[8 empty] | 462 | 10.8 | 10.4649 | 4.62 | 10.5601 | 0.0090625
[8 empty] | 463 | 10.8 | 10.4649 | 4.63 | 10.4533 | 0.00013451
[8 empty] | 464 | 10.8 | 10.4649 | 4.64 | 10.3006 | 0.027
[8 empty] | 465 | 10.4 | 10.0649 | 4.65 | 10.1026 | 0.0014238
[8 empty] | 466 | 10.4 | 10.0649 | 4.66 | 9.8603 | 0.041845
[8 empty] | 467 | 9.6 | 9.2649 | 4.67 | 9.5748 | 0.096031
[8 empty] | 468 | 9.2 | 8.8649 | 4.68 | 9.2472 | 0.1462
[8 empty] | 469 | 9.2 | 8.8649 | 4.69 | 8.8792 | 0.00020439
[8 empty] | 470 | 8.8 | 8.4649 | 4.7 | 8.4722 | 5.4002e-05
[8 empty] | 471 | 8.4 | 8.0649 | 4.71 | 8.0282 | 0.0013455
[8 empty] | 472 | 7.6 | 7.2649 | 4.72 | 7.5491 | 0.080755
[8 empty] | 473 | 7.2 | 6.8649 | 4.73 | 7.0369 | 0.029597
[8 empty] | 474 | 6.8 | 6.4649 | 4.74 | 6.4941 | 0.00085139
[8 empty] | 475 | 6 | 5.6649 | 4.75 | 5.9229 | 0.066561
[8 empty] | 476 | 5.6 | 5.2649 | 4.76 | 5.3259 | 0.0037219
[8 empty] | 477 | 4.8 | 4.4649 | 4.77 | 4.7057 | 0.058012
[8 empty] | 478 | 4.4 | 4.0649 | 4.78 | 4.0652 | 7.9017e-08
[8 empty] | 479 | 4 | 3.6649 | 4.79 | 3.407 | 0.066511
[8 empty] | 480 | 2.8 | 2.4649 | 4.8 | 2.7341 | 0.072483
[8 empty] | 481 | 2.8 | 2.4649 | 4.81 | 2.0495 | 0.17254
[8 empty] | 482 | 1.6 | 1.2649 | 4.82 | 1.3562 | 0.0083334
[8 empty] | 483 | 1.2 | 0.86488 | 4.83 | 0.65717 | 0.043142
[8 empty] | 484 | 0 | -0.33512 | 4.84 | -0.044409 | 0.084513
[8 empty] | 485 | -0.4 | -0.73512 | 4.85 | -0.74549 | 0.00010761
[8 empty] | 486 | -1.2 | -1.5351 | 4.86 | -1.443 | 0.0084865
[8 empty] | 487 | -1.6 | -1.9351 | 4.87 | -2.1339 | 0.039496
[8 empty] | 488 | -2.4 | -2.7351 | 4.88 | -2.815 | 0.006386
[8 empty] | 489 | -3.2 | -3.5351 | 4.89 | -3.4835 | 0.0026609
[8 empty] | 490 | -4 | -4.3351 | 4.9 | -4.1364 | 0.039477
[8 empty] | 491 | -4.4 | -4.7351 | 4.91 | -4.7709 | 0.0012771
[8 empty] | 492 | -5.2 | -5.5351 | 4.92 | -5.384 | 0.022829
[8 empty] | 493 | -5.6 | -5.9351 | 4.93 | -5.9733 | 0.0014544
[8 empty] | 494 | -6.4 | -6.7351 | 4.94 | -6.536 | 0.039663
[8 empty] | 495 | -6.8 | -7.1351 | 4.95 | -7.0697 | 0.0042817
[8 empty] | 496 | -6.8 | -7.1351 | 4.96 | -7.5721 | 0.19094
[8 empty] | 497 | -8 | -8.3351 | 4.97 | -8.041 | 0.086522
[8 empty] | 498 | -8 | -8.3351 | 4.98 | -8.4743 | 0.01937
[8 empty] | 499 | -8.4 | -8.7351 | 4.99 | -8.8702 | 0.018237
[8 empty] | 500 | -8.4 | -8.7351 | 5 | -9.2269 | 0.2418
[8 empty] | 501 | -9.2 | -9.5351 | 5.01 | -9.5428 | 5.925e-05
[8 empty] | 502 | -9.6 | -9.9351 | 5.02 | -9.8167 | 0.014029
[8 empty] | 503 | -10 | -10.3351 | 5.03 | -10.0472 | 0.082871
[8 empty] | 504 | -10 | -10.3351 | 5.04 | -10.2335 | 0.01032
[8 empty] | 505 | -10 | -10.3351 | 5.05 | -10.3747 | 0.0015696
[8 empty] | 506 | -10 | -10.3351 | 5.06 | -10.4703 | 0.018262
[8 empty] | 507 | -10 | -10.3351 | 5.07 | -10.5197 | 0.034066
[8 empty] | 508 | -10.4 | -10.7351 | 5.08 | -10.5228 | 0.045063
[8 empty] | 509 | -10 | -10.3351 | 5.09 | -10.4797 | 0.020907
[8 empty] | 510 | -10 | -10.3351 | 5.1 | -10.3905 | 0.0030689
[8 empty] | 511 | -10.4 | -10.7351 | 5.11 | -10.2557 | 0.22987
[8 empty] | 512 | -9.6 | -9.9351 | 5.12 | -10.0758 | 0.019784
[8 empty] | 513 | -9.6 | -9.9351 | 5.13 | -9.8517 | 0.006967
[8 empty] | 514 | -9.2 | -9.5351 | 5.14 | -9.5843 | 0.0024186
[8 empty] | 515 | -8.8 | -9.1351 | 5.15 | -9.2749 | 0.019543
[8 empty] | 516 | -8.4 | -8.7351 | 5.16 | -8.9249 | 0.036007
[8 empty] | 517 | -8.4 | -8.7351 | 5.17 | -8.5357 | 0.039753
[8 empty] | 518 | -8 | -8.3351 | 5.18 | -8.1092 | 0.051025
[8 empty] | 519 | -7.2 | -7.5351 | 5.19 | -7.6472 | 0.012573
[8 empty] | 520 | -7.2 | -7.5351 | 5.2 | -7.1518 | 0.14691
[8 empty] | 521 | -6.4 | -6.7351 | 5.21 | -6.6252 | 0.012086
[8 empty] | 522 | -5.6 | -5.9351 | 5.22 | -6.0696 | 0.018091
[8 empty] | 523 | -4.8 | -5.1351 | 5.23 | -5.4876 | 0.12425
[8 empty] | 524 | -4.4 | -4.7351 | 5.24 | -4.8817 | 0.02149
[8 empty] | 525 | -3.6 | -3.9351 | 5.25 | -4.2546 | 0.10207
[8 empty] | 526 | -3.2 | -3.5351 | 5.26 | -3.6091 | 0.0054686
[8 empty] | 527 | -2.4 | -2.7351 | 5.27 | -2.9479 | 0.04529
[8 empty] | 528 | -2 | -2.3351 | 5.28 | -2.2741 | 0.0037209
[8 empty] | 529 | -0.8 | -1.1351 | 5.29 | -1.5906 | 0.20746
[8 empty] | 530 | -0.8 | -1.1351 | 5.3 | -0.90037 | 0.055107
[8 empty] | 531 | 0.4 | 0.06488 | 5.31 | -0.20648 | 0.073639
[8 empty] | 532 | 0.4 | 0.06488 | 5.32 | 0.48801 | 0.17904
[8 empty] | 533 | 1.6 | 1.2649 | 5.33 | 1.1801 | 0.007194
[8 empty] | 534 | 2 | 1.6649 | 5.34 | 1.8666 | 0.040701
[8 empty] | 535 | 3.2 | 2.8649 | 5.35 | 2.5447 | 0.10253
[8 empty] | 536 | 3.2 | 2.8649 | 5.36 | 3.2113 | 0.11998
[8 empty] | 537 | 4.4 | 4.0649 | 5.37 | 3.8634 | 0.040584
[8 empty] | 538 | 4.8 | 4.4649 | 5.38 | 4.4983 | 0.0011183
[8 empty] | 539 | 5.2 | 4.8649 | 5.39 | 5.1132 | 0.061644
[8 empty] | 540 | 6 | 5.6649 | 5.4 | 5.7053 | 0.0016298
[8 empty] | 541 | 6.4 | 6.0649 | 5.41 | 6.272 | 0.042897
[8 empty] | 542 | 7.6 | 7.2649 | 5.42 | 6.8109 | 0.20609
[8 empty] | 543 | 7.6 | 7.2649 | 5.43 | 7.3196 | 0.0029995
[8 empty] | 544 | 8 | 7.6649 | 5.44 | 7.796 | 0.017186
[8 empty] | 545 | 8.4 | 8.0649 | 5.45 | 8.2378 | 0.029905
[8 empty] | 546 | 9.2 | 8.8649 | 5.46 | 8.6432 | 0.049129
[8 empty] | 547 | 9.6 | 9.2649 | 5.47 | 9.0105 | 0.064727
[8 empty] | 548 | 9.2 | 8.8649 | 5.48 | 9.3379 | 0.22376
[8 empty] | 549 | 10 | 9.6649 | 5.49 | 9.6242 | 0.0016579
[8 empty] | 550 | 10.4 | 10.0649 | 5.5 | 9.868 | 0.038777
[8 empty] | 551 | 10.4 | 10.0649 | 5.51 | 10.0683 | 1.1431e-05
[8 empty] | 552 | 10.8 | 10.4649 | 5.52 | 10.2242 | 0.057928
[8 empty] | 553 | 10.8 | 10.4649 | 5.53 | 10.3351 | 0.016842
[8 empty] | 554 | 10.8 | 10.4649 | 5.54 | 10.4005 | 0.0041433
[8 empty] | 555 | 10.8 | 10.4649 | 5.55 | 10.4202 | 0.0020004
[8 empty] | 556 | 10.8 | 10.4649 | 5.56 | 10.394 | 0.0050291
[8 empty] | 557 | 10.8 | 10.4649 | 5.57 | 10.3221 | 0.020393
[8 empty] | 558 | 10.4 | 10.0649 | 5.58 | 10.2048 | 0.019585
[8 empty] | 559 | 10.4 | 10.0649 | 5.59 | 10.0428 | 0.0004897
[8 empty] | 560 | 10.4 | 10.0649 | 5.6 | 9.8366 | 0.052121
[8 empty] | 561 | 10 | 9.6649 | 5.61 | 9.5872 | 0.0060278
[8 empty] | 562 | 9.2 | 8.8649 | 5.62 | 9.2958 | 0.18573
[8 empty] | 563 | 9.2 | 8.8649 | 5.63 | 8.9637 | 0.0097655
[8 empty] | 564 | 9.2 | 8.8649 | 5.64 | 8.5923 | 0.074312
[8 empty] | 565 | 8.4 | 8.0649 | 5.65 | 8.1832 | 0.014006
[8 empty] | 566 | 8 | 7.6649 | 5.66 | 7.7384 | 0.0054006
[8 empty] | 567 | 7.6 | 7.2649 | 5.67 | 7.2597 | 2.7137e-05
[8 empty] | 568 | 6.8 | 6.4649 | 5.68 | 6.7493 | 0.080868
[8 empty] | 569 | 6.4 | 6.0649 | 5.69 | 6.2094 | 0.020879
[8 empty] | 570 | 6 | 5.6649 | 5.7 | 5.6424 | 0.00050434
[8 empty] | 571 | 5.2 | 4.8649 | 5.71 | 5.0509 | 0.034604
[8 empty] | 572 | 4.8 | 4.4649 | 5.72 | 4.4374 | 0.0007539
[8 empty] | 573 | 4.4 | 4.0649 | 5.73 | 3.8047 | 0.067696
[8 empty] | 574 | 3.6 | 3.2649 | 5.74 | 3.1555 | 0.011962
[8 empty] | 575 | 2.8 | 2.4649 | 5.75 | 2.4927 | 0.00077523
[8 empty] | 576 | 2 | 1.6649 | 5.76 | 1.8193 | 0.023834
[8 empty] | 577 | 1.2 | 0.86488 | 5.77 | 1.1381 | 0.074644
[8 empty] | 578 | 0.8 | 0.46488 | 5.78 | 0.45221 | 0.00016057
[8 empty] | 579 | 0 | -0.33512 | 5.79 | -0.23537 | 0.0099506
[8 empty] | 580 | -0.4 | -0.73512 | 5.8 | -0.92161 | 0.034779
[8 empty] | 581 | -1.2 | -1.5351 | 5.81 | -1.6035 | 0.0046768
[8 empty] | 582 | -2 | -2.3351 | 5.82 | -2.2781 | 0.0032561
[8 empty] | 583 | -2.4 | -2.7351 | 5.83 | -2.9423 | 0.042923
[8 empty] | 584 | -3.6 | -3.9351 | 5.84 | -3.5933 | 0.11683
[8 empty] | 585 | -3.6 | -3.9351 | 5.85 | -4.2282 | 0.085925
[8 empty] | 586 | -4.4 | -4.7351 | 5.86 | -4.8443 | 0.011923
[8 empty] | 587 | -5.2 | -5.5351 | 5.87 | -5.4388 | 0.0092754
[8 empty] | 588 | -5.2 | -5.5351 | 5.88 | -6.0091 | 0.22469
[8 empty] | 589 | -6.4 | -6.7351 | 5.89 | -6.5528 | 0.033246
[8 empty] | 590 | -6.8 | -7.1351 | 5.9 | -7.0674 | 0.0045881
[8 empty] | 591 | -6.8 | -7.1351 | 5.91 | -7.5507 | 0.17269
[8 empty] | 592 | -7.6 | -7.9351 | 5.92 | -8.0006 | 0.0042834
[8 empty] | 593 | -8 | -8.3351 | 5.93 | -8.4151 | 0.0063929
[8 empty] | 594 | -8.4 | -8.7351 | 5.94 | -8.7924 | 0.0032807
[8 empty] | 595 | -8.4 | -8.7351 | 5.95 | -9.1309 | 0.15664
[8 empty] | 596 | -9.2 | -9.5351 | 5.96 | -9.4291 | 0.011243
[8 empty] | 597 | -9.2 | -9.5351 | 5.97 | -9.6857 | 0.02267
[8 empty] | 598 | -9.6 | -9.9351 | 5.98 | -9.8996 | 0.001263
[8 empty] | 599 | -10 | -10.3351 | 5.99 | -10.0698 | 0.070369
[8 empty] | 600 | -10 | -10.3351 | 6 | -10.1958 | 0.019421
[8 empty] | 601 | -10 | -10.3351 | 6.01 | -10.2768 | 0.0034036
[8 empty] | 602 | -10 | -10.3351 | 6.02 | -10.3126 | 0.00050845
[8 empty] | 603 | -10 | -10.3351 | 6.03 | -10.303 | 0.0010319
[8 empty] | 604 | -10 | -10.3351 | 6.04 | -10.2481 | 0.0075696
[8 empty] | 605 | -9.6 | -9.9351 | 6.05 | -10.1482 | 0.0454
[8 empty] | 606 | -9.6 | -9.9351 | 6.06 | -10.0037 | 0.004701
[8 empty] | 607 | -9.6 | -9.9351 | 6.07 | -9.8152 | 0.01437
[8 empty] | 608 | -9.2 | -9.5351 | 6.08 | -9.5837 | 0.0023623
[8 empty] | 609 | -8.8 | -9.1351 | 6.09 | -9.3102 | 0.030638
[8 empty] | 610 | -8.8 | -9.1351 | 6.1 | -8.9958 | 0.01942
[8 empty] | 611 | -8.4 | -8.7351 | 6.11 | -8.6419 | 0.0086812
[8 empty] | 612 | -8 | -8.3351 | 6.12 | -8.2503 | 0.0071981
[8 empty] | 613 | -7.2 | -7.5351 | 6.13 | -7.8225 | 0.082585
[8 empty] | 614 | -6.8 | -7.1351 | 6.14 | -7.3605 | 0.050796
[8 empty] | 615 | -6.4 | -6.7351 | 6.15 | -6.8663 | 0.017216
[8 empty] | 616 | -6 | -6.3351 | 6.16 | -6.3422 | 4.9859e-05
[8 empty] | 617 | -5.2 | -5.5351 | 6.17 | -5.7904 | 0.065151
[8 empty] | 618 | -4.8 | -5.1351 | 6.18 | -5.2133 | 0.006116
[8 empty] | 619 | -4 | -4.3351 | 6.19 | -4.6136 | 0.077555
[8 empty] | 620 | -3.6 | -3.9351 | 6.2 | -3.9939 | 0.00345
[8 empty] | 621 | -2.8 | -3.1351 | 6.21 | -3.3568 | 0.049147
[8 empty] | 622 | -2.4 | -2.7351 | 6.22 | -2.7053 | 0.00089056
[8 empty] | 623 | -2 | -2.3351 | 6.23 | -2.0421 | 0.085844
[8 empty] | 624 | -0.8 | -1.1351 | 6.24 | -1.3703 | 0.055302
[8 empty] | 625 | -0.4 | -0.73512 | 6.25 | -0.6927 | 0.0017992
[8 empty] | 626 | 0.4 | 0.06488 | 6.26 | -0.012368 | 0.0059673
[8 empty] | 627 | 0.8 | 0.46488 | 6.27 | 0.66773 | 0.041147
[8 empty] | 628 | 2 | 1.6649 | 6.28 | 1.3446 | 0.10258
[8 empty] | 629 | 2.4 | 2.0649 | 6.29 | 2.0153 | 0.0024624
[8 empty] | 630 | 2.8 | 2.4649 | 6.3 | 2.6768 | 0.044896
[8 empty] | 631 | 4 | 3.6649 | 6.31 | 3.3262 | 0.11469
[8 empty] | 632 | 4.4 | 4.0649 | 6.32 | 3.9608 | 0.010839
[8 empty] | 633 | 4.8 | 4.4649 | 6.33 | 4.5776 | 0.012711
[8 empty] | 634 | 5.6 | 5.2649 | 6.34 | 5.1741 | 0.008244
[8 empty] | 635 | 6 | 5.6649 | 6.35 | 5.7475 | 0.0068313
[8 empty] | 636 | 6.4 | 6.0649 | 6.36 | 6.2955 | 0.053166
[8 empty] | 637 | 7.2 | 6.8649 | 6.37 | 6.8155 | 0.0024421
[8 empty] | 638 | 7.6 | 7.2649 | 6.38 | 7.3053 | 0.0016314
[8 empty] | 639 | 8 | 7.6649 | 6.39 | 7.7627 | 0.0095769
[8 empty] | 640 | 8.8 | 8.4649 | 6.4 | 8.1859 | 0.077842
[8 empty] | 641 | 9.2 | 8.8649 | 6.41 | 8.5728 | 0.085291
[8 empty] | 642 | 9.2 | 8.8649 | 6.42 | 8.9219 | 0.0032539
[8 empty] | 643 | 10 | 9.6649 | 6.43 | 9.2316 | 0.18771
[8 empty] | 644 | 9.6 | 9.2649 | 6.44 | 9.5006 | 0.055563
[8 empty] | 645 | 10.4 | 10.0649 | 6.45 | 9.7277 | 0.11371
[8 empty] | 646 | 10.4 | 10.0649 | 6.46 | 9.9119 | 0.023411
[8 empty] | 647 | 10.4 | 10.0649 | 6.47 | 10.0524 | 0.00015562
[8 empty] | 648 | 10.4 | 10.0649 | 6.48 | 10.1487 | 0.0070207
[8 empty] | 649 | 10.8 | 10.4649 | 6.49 | 10.2003 | 0.070023
[8 empty] | 650 | 10.4 | 10.0649 | 6.5 | 10.207 | 0.020191
[8 empty] | 651 | 10.8 | 10.4649 | 6.51 | 10.1688 | 0.087664
[8 empty] | 652 | 10.4 | 10.0649 | 6.52 | 10.0859 | 0.00044268
[8 empty] | 653 | 10 | 9.6649 | 6.53 | 9.9587 | 0.086344
[8 empty] | 654 | 10.4 | 10.0649 | 6.54 | 9.7878 | 0.076781
[8 empty] | 655 | 9.6 | 9.2649 | 6.55 | 9.5739 | 0.095481
[8 empty] | 656 | 9.6 | 9.2649 | 6.56 | 9.318 | 0.0028177
[8 empty] | 657 | 9.2 | 8.8649 | 6.57 | 9.0212 | 0.024429
[8 empty] | 658 | 9.2 | 8.8649 | 6.58 | 8.6849 | 0.03241
[8 empty] | 659 | 8.4 | 8.0649 | 6.59 | 8.3105 | 0.060317
[8 empty] | 660 | 8 | 7.6649 | 6.6 | 7.8997 | 0.055148
[8 empty] | 661 | 7.6 | 7.2649 | 6.61 | 7.4544 | 0.035915
[8 empty] | 662 | 7.2 | 6.8649 | 6.62 | 6.9765 | 0.012454
[8 empty] | 663 | 6.8 | 6.4649 | 6.63 | 6.4681 | 1.0308e-05
[8 empty] | 664 | 6.8 | 6.4649 | 6.64 | 5.9315 | 0.28452
[8 empty] | 665 | 5.6 | 5.2649 | 6.65 | 5.369 | 0.010843
[8 empty] | 666 | 5.2 | 4.8649 | 6.66 | 4.7832 | 0.0066754
[8 empty] | 667 | 4.4 | 4.0649 | 6.67 | 4.1766 | 0.012472
[8 empty] | 668 | 3.6 | 3.2649 | 6.68 | 3.5518 | 0.082345
[8 empty] | 669 | 3.2 | 2.8649 | 6.69 | 2.9118 | 0.0021982
[8 empty] | 670 | 2.8 | 2.4649 | 6.7 | 2.2592 | 0.04232
[8 empty] | 671 | 2 | 1.6649 | 6.71 | 1.5969 | 0.0046204
[8 empty] | 672 | 1.2 | 0.86488 | 6.72 | 0.92791 | 0.0039732
[8 empty] | 673 | 0.8 | 0.46488 | 6.73 | 0.25513 | 0.043996
[8 empty] | 674 | -0.4 | -0.73512 | 6.74 | -0.41849 | 0.10025
[8 empty] | 675 | -0.4 | -0.73512 | 6.75 | -1.09 | 0.12592
[8 empty] | 676 | -1.2 | -1.5351 | 6.76 | -1.7564 | 0.048956
[8 empty] | 677 | -2 | -2.3351 | 6.77 | -2.4148 | 0.0063448
[8 empty] | 678 | -2.4 | -2.7351 | 6.78 | -3.0623 | 0.10702
[8 empty] | 679 | -3.2 | -3.5351 | 6.79 | -3.696 | 0.025885
[8 empty] | 680 | -4 | -4.3351 | 6.8 | -4.3132 | 0.00047931
[8 empty] | 681 | -4.4 | -4.7351 | 6.81 | -4.9112 | 0.031008
[8 empty] | 682 | -5.2 | -5.5351 | 6.82 | -5.4873 | 0.002283
[8 empty] | 683 | -5.6 | -5.9351 | 6.83 | -6.0391 | 0.010809
[8 empty] | 684 | -6 | -6.3351 | 6.84 | -6.564 | 0.052405
[8 empty] | 685 | -6.8 | -7.1351 | 6.85 | -7.0599 | 0.0056577
[8 empty] | 686 | -7.2 | -7.5351 | 6.86 | -7.5245 | 0.00011273
[8 empty] | 687 | -7.6 | -7.9351 | 6.87 | -7.9558 | 0.00042819
[8 empty] | 688 | -8.4 | -8.7351 | 6.88 | -8.352 | 0.14682
[8 empty] | 689 | -8.4 | -8.7351 | 6.89 | -8.7112 | 0.00057272
[8 empty] | 690 | -8.4 | -8.7351 | 6.9 | -9.032 | 0.088116
[8 empty] | 691 | -8.8 | -9.1351 | 6.91 | -9.3129 | 0.031599
[8 empty] | 692 | -9.2 | -9.5351 | 6.92 | -9.5527 | 0.00030982
[8 empty] | 693 | -9.2 | -9.5351 | 6.93 | -9.7505 | 0.046367
[8 empty] | 694 | -10 | -10.3351 | 6.94 | -9.9052 | 0.18482
[8 empty] | 695 | -10 | -10.3351 | 6.95 | -10.0164 | 0.10161
[8 empty] | 696 | -9.6 | -9.9351 | 6.96 | -10.0834 | 0.021986
[8 empty] | 697 | -10 | -10.3351 | 6.97 | -10.1061 | 0.052466
[8 empty] | 698 | -10 | -10.3351 | 6.98 | -10.0843 | 0.062919
[8 empty] | 699 | -9.6 | -9.9351 | 6.99 | -10.0182 | 0.0068962
[8 empty] | 700 | -9.6 | -9.9351 | 7 | -9.908 | 0.00073466
[8 empty] | 701 | -9.6 | -9.9351 | 7.01 | -9.7543 | 0.03268
[8 empty] | 702 | -9.2 | -9.5351 | 7.02 | -9.5578 | 0.00051626
[8 empty] | 703 | -9.2 | -9.5351 | 7.03 | -9.3194 | 0.046539
[8 empty] | 704 | -8.8 | -9.1351 | 7.04 | -9.0401 | 0.009036
[8 empty] | 705 | -8.4 | -8.7351 | 7.05 | -8.7211 | 0.00019661
[8 empty] | 706 | -8.4 | -8.7351 | 7.06 | -8.3639 | 0.13779
[8 empty] | 707 | -7.2 | -7.5351 | 7.07 | -7.9701 | 0.18922
[8 empty] | 708 | -7.2 | -7.5351 | 7.08 | -7.5414 | 3.9762e-05
[8 empty] | 709 | -6.8 | -7.1351 | 7.09 | -7.0798 | 0.0030648
[8 empty] | 710 | -6.4 | -6.7351 | 7.1 | -6.5872 | 0.021893
[8 empty] | 711 | -6 | -6.3351 | 7.11 | -6.0658 | 0.072533
[8 empty] | 712 | -5.2 | -5.5351 | 7.12 | -5.518 | 0.00029335
[8 empty] | 713 | -5.2 | -5.5351 | 7.13 | -4.9462 | 0.34688
[8 empty] | 714 | -3.6 | -3.9351 | 7.14 | -4.3528 | 0.17447
[8 empty] | 715 | -3.2 | -3.5351 | 7.15 | -3.7406 | 0.042215
[8 empty] | 716 | -2.8 | -3.1351 | 7.16 | -3.1122 | 0.00052683
[8 empty] | 717 | -2 | -2.3351 | 7.17 | -2.4703 | 0.018284
[8 empty] | 718 | -1.6 | -1.9351 | 7.18 | -1.8179 | 0.013736
[8 empty] | 719 | -0.8 | -1.1351 | 7.19 | -1.1578 | 0.00051382
[8 empty] | 720 | -0.4 | -0.73512 | 7.2 | -0.49285 | 0.058695
[8 empty] | 721 | 0.8 | 0.46488 | 7.21 | 0.17397 | 0.084629
[8 empty] | 722 | 1.2 | 0.86488 | 7.22 | 0.83974 | 0.0006322
[8 empty] | 723 | 2 | 1.6649 | 7.23 | 1.5015 | 0.026685
[8 empty] | 724 | 2.4 | 2.0649 | 7.24 | 2.1564 | 0.00838
[8 empty] | 725 | 2.8 | 2.4649 | 7.25 | 2.8016 | 0.11335
[8 empty] | 726 | 3.6 | 3.2649 | 7.26 | 3.4341 | 0.028632
[8 empty] | 727 | 4.4 | 4.0649 | 7.27 | 4.0513 | 0.00018574
[8 empty] | 728 | 4.8 | 4.4649 | 7.28 | 4.6503 | 0.034392
[8 empty] | 729 | 5.6 | 5.2649 | 7.29 | 5.2287 | 0.001309
[8 empty] | 730 | 6 | 5.6649 | 7.3 | 5.7838 | 0.014149
[8 empty] | 731 | 6.8 | 6.4649 | 7.31 | 6.3133 | 0.022982
[8 empty] | 732 | 6.8 | 6.4649 | 7.32 | 6.8147 | 0.1224
[8 empty] | 733 | 7.6 | 7.2649 | 7.33 | 7.286 | 0.00044681
[8 empty] | 734 | 8 | 7.6649 | 7.34 | 7.725 | 0.0036204
[8 empty] | 735 | 8.4 | 8.0649 | 7.35 | 8.1299 | 0.0042303
[8 empty] | 736 | 8.8 | 8.4649 | 7.36 | 8.4989 | 0.001155
[8 empty] | 737 | 9.2 | 8.8649 | 7.37 | 8.8303 | 0.0011975
[8 empty] | 738 | 9.6 | 9.2649 | 7.38 | 9.1227 | 0.020212
[8 empty] | 739 | 10 | 9.6649 | 7.39 | 9.3749 | 0.084088
[8 empty] | 740 | 9.6 | 9.2649 | 7.4 | 9.5858 | 0.10296
[8 empty] | 741 | 10.4 | 10.0649 | 7.41 | 9.7544 | 0.09642
[8 empty] | 742 | 10.4 | 10.0649 | 7.42 | 9.88 | 0.034179
[8 empty] | 743 | 10.4 | 10.0649 | 7.43 | 9.9621 | 0.010555
[8 empty] | 744 | 10 | 9.6649 | 7.44 | 10.0004 | 0.1126
[8 empty] | 745 | 10.4 | 10.0649 | 7.45 | 9.9947 | 0.0049209
[8 empty] | 746 | 10.4 | 10.0649 | 7.46 | 9.9451 | 0.014353
[8 empty] | 747 | 10.4 | 10.0649 | 7.47 | 9.8517 | 0.045441
[8 empty] | 748 | 10.4 | 10.0649 | 7.48 | 9.7151 | 0.12237
[8 empty] | 749 | 10 | 9.6649 | 7.49 | 9.5357 | 0.016676
[8 empty] | 750 | 9.6 | 9.2649 | 7.5 | 9.3146 | 0.0024693
[8 empty] | 751 | 9.2 | 8.8649 | 7.51 | 9.0525 | 0.035214
[8 empty] | 752 | 9.2 | 8.8649 | 7.52 | 8.7508 | 0.013015
[8 empty] | 753 | 8.4 | 8.0649 | 7.53 | 8.4107 | 0.1196
[8 empty] | 754 | 8.4 | 8.0649 | 7.54 | 8.0338 | 0.00096738
[8 empty] | 755 | 8 | 7.6649 | 7.55 | 7.6217 | 0.0018662
[8 empty] | 756 | 7.6 | 7.2649 | 7.56 | 7.1762 | 0.0078564
[8 empty] | 757 | 6.8 | 6.4649 | 7.57 | 6.6994 | 0.055018
[8 empty] | 758 | 6.8 | 6.4649 | 7.58 | 6.1934 | 0.073712
[8 empty] | 759 | 6 | 5.6649 | 7.59 | 5.6603 | 2.0953e-05
[8 empty] | 760 | 5.6 | 5.2649 | 7.6 | 5.1026 | 0.026347
[8 empty] | 761 | 4.8 | 4.4649 | 7.61 | 4.5226 | 0.0033343
[8 empty] | 762 | 4 | 3.6649 | 7.62 | 3.923 | 0.066649
[8 empty] | 763 | 4 | 3.6649 | 7.63 | 3.3065 | 0.12846
[8 empty] | 764 | 2.8 | 2.4649 | 7.64 | 2.6756 | 0.044414
[8 empty] | 765 | 2.4 | 2.0649 | 7.65 | 2.0333 | 0.0009982
[8 empty] | 766 | 1.2 | 0.86488 | 7.66 | 1.3823 | 0.2677
[8 empty] | 767 | 1.2 | 0.86488 | 7.67 | 0.72548 | 0.019434
[8 empty] | 768 | 0.8 | 0.46488 | 7.68 | 0.065763 | 0.15929
[8 empty] | 769 | -0.4 | -0.73512 | 7.69 | -0.59395 | 0.019928
[8 empty] | 770 | -1.2 | -1.5351 | 7.7 | -1.2508 | 0.080853
[8 empty] | 771 | -1.2 | -1.5351 | 7.71 | -1.9018 | 0.13446
[8 empty] | 772 | -2.4 | -2.7351 | 7.72 | -2.5442 | 0.036449
[8 empty] | 773 | -3.2 | -3.5351 | 7.73 | -3.1751 | 0.12959
[8 empty] | 774 | -3.2 | -3.5351 | 7.74 | -3.7918 | 0.065897
[8 empty] | 775 | -4 | -4.3351 | 7.75 | -4.3916 | 0.0031874
[8 empty] | 776 | -4.4 | -4.7351 | 7.76 | -4.9718 | 0.055998
[8 empty] | 777 | -5.2 | -5.5351 | 7.77 | -5.5298 | 2.8036e-05
[8 empty] | 778 | -5.6 | -5.9351 | 7.78 | -6.0633 | 0.016439
[8 empty] | 779 | -6 | -6.3351 | 7.79 | -6.5699 | 0.055144
[8 empty] | 780 | -6.8 | -7.1351 | 7.8 | -7.0475 | 0.0076857
[8 empty] | 781 | -6.8 | -7.1351 | 7.81 | -7.4938 | 0.12862
[8 empty] | 782 | -7.6 | -7.9351 | 7.82 | -7.9069 | 0.00079545
[8 empty] | 783 | -8 | -8.3351 | 7.83 | -8.2851 | 0.0024995
[8 empty] | 784 | -8.4 | -8.7351 | 7.84 | -8.6267 | 0.011747
[8 empty] | 785 | -8.8 | -9.1351 | 7.85 | -8.9303 | 0.041966
[8 empty] | 786 | -8.8 | -9.1351 | 7.86 | -9.1944 | 0.0035125
[8 empty] | 787 | -8.8 | -9.1351 | 7.87 | -9.418 | 0.08
[8 empty] | 788 | -9.2 | -9.5351 | 7.88 | -9.6 | 0.0042128
[8 empty] | 789 | -9.2 | -9.5351 | 7.89 | -9.7398 | 0.041891
[8 empty] | 790 | -9.6 | -9.9351 | 7.9 | -9.8367 | 0.0096926
[8 empty] | 791 | -9.2 | -9.5351 | 7.91 | -9.8902 | 0.12611
[8 empty] | 792 | -9.2 | -9.5351 | 7.92 | -9.9003 | 0.13336
[8 empty] | 793 | -9.2 | -9.5351 | 7.93 | -9.8668 | 0.11002
[8 empty] | 794 | -9.6 | -9.9351 | 7.94 | -9.79 | 0.021072
[8 empty] | 795 | -9.2 | -9.5351 | 7.95 | -9.6701 | 0.018214
[8 empty] | 796 | -8.8 | -9.1351 | 7.96 | -9.5077 | 0.13884
[8 empty] | 797 | -8.8 | -9.1351 | 7.97 | -9.3036 | 0.028396
[8 empty] | 798 | -8.8 | -9.1351 | 7.98 | -9.0587 | 0.0058385
[8 empty] | 799 | -8.4 | -8.7351 | 7.99 | -8.7741 | 0.0015161
[8 empty] | 800 | -8.4 | -8.7351 | 8 | -8.4509 | 0.080757
[8 empty] | 801 | -7.6 | -7.9351 | 8.01 | -8.0908 | 0.024237
[8 empty] | 802 | -7.2 | -7.5351 | 8.02 | -7.6952 | 0.025638
[8 empty] | 803 | -6.8 | -7.1351 | 8.03 | -7.266 | 0.01713
[8 empty] | 804 | -6.8 | -7.1351 | 8.04 | -6.805 | 0.10898
[8 empty] | 805 | -6 | -6.3351 | 8.05 | -6.3143 | 0.00043482
[8 empty] | 806 | -5.2 | -5.5351 | 8.06 | -5.796 | 0.068048
[8 empty] | 807 | -5.2 | -5.5351 | 8.07 | -5.2524 | 0.079915
[8 empty] | 808 | -4.4 | -4.7351 | 8.08 | -4.686 | 0.0024117
[8 empty] | 809 | -3.6 | -3.9351 | 8.09 | -4.0992 | 0.026932
[8 empty] | 810 | -2.8 | -3.1351 | 8.1 | -3.4947 | 0.12928
[8 empty] | 811 | -2.8 | -3.1351 | 8.11 | -2.875 | 0.067655
[8 empty] | 812 | -2 | -2.3351 | 8.12 | -2.243 | 0.0084904
[8 empty] | 813 | -1.2 | -1.5351 | 8.13 | -1.6013 | 0.004386
[8 empty] | 814 | -0.4 | -0.73512 | 8.14 | -0.95295 | 0.047451
[8 empty] | 815 | -0.4 | -0.73512 | 8.15 | -0.30064 | 0.18877
[8 empty] | 816 | 0.8 | 0.46488 | 8.16 | 0.3527 | 0.012584
[8 empty] | 817 | 1.2 | 0.86488 | 8.17 | 1.0042 | 0.019415
[8 empty] | 818 | 2.4 | 2.0649 | 8.18 | 1.651 | 0.17127
[8 empty] | 819 | 2.4 | 2.0649 | 8.19 | 2.2903 | 0.050821
[8 empty] | 820 | 3.2 | 2.8649 | 8.2 | 2.9192 | 0.0029557
[8 empty] | 821 | 4 | 3.6649 | 8.21 | 3.5351 | 0.016851
[8 empty] | 822 | 4.8 | 4.4649 | 8.22 | 4.1351 | 0.10877
[8 empty] | 823 | 4.4 | 4.0649 | 8.23 | 4.7166 | 0.4248
[8 empty] | 824 | 6 | 5.6649 | 8.24 | 5.2772 | 0.15028
[8 empty] | 825 | 6.4 | 6.0649 | 8.25 | 5.8144 | 0.062765
[8 empty] | 826 | 6.8 | 6.4649 | 8.26 | 6.3257 | 0.019377
[8 empty] | 827 | 7.2 | 6.8649 | 8.27 | 6.809 | 0.0031265
[8 empty] | 828 | 7.6 | 7.2649 | 8.28 | 7.2621 | 7.7251e-06
[8 empty] | 829 | 7.6 | 7.2649 | 8.29 | 7.6831 | 0.17491
[8 empty] | 830 | 8.4 | 8.0649 | 8.3 | 8.0701 | 2.7677e-05
[8 empty] | 831 | 8.8 | 8.4649 | 8.31 | 8.4215 | 0.0018801
[8 empty] | 832 | 9.2 | 8.8649 | 8.32 | 8.7357 | 0.016684
[8 empty] | 833 | 9.2 | 8.8649 | 8.33 | 9.0114 | 0.021455
[8 empty] | 834 | 9.6 | 9.2649 | 8.34 | 9.2472 | 0.00031086
[8 empty] | 835 | 10 | 9.6649 | 8.35 | 9.4424 | 0.049508
[8 empty] | 836 | 10 | 9.6649 | 8.36 | 9.5959 | 0.0047592
[8 empty] | 837 | 10.4 | 10.0649 | 8.37 | 9.7071 | 0.12797
[8 empty] | 838 | 10 | 9.6649 | 8.38 | 9.7757 | 0.012273
[8 empty] | 839 | 10.4 | 10.0649 | 8.39 | 9.8012 | 0.069549
[8 empty] | 840 | 10.4 | 10.0649 | 8.4 | 9.7835 | 0.079151
[8 empty] | 841 | 10.4 | 10.0649 | 8.41 | 9.7229 | 0.11694
[8 empty] | 842 | 10 | 9.6649 | 8.42 | 9.6195 | 0.0020552
[8 empty] | 843 | 10 | 9.6649 | 8.43 | 9.4739 | 0.036465
[8 empty] | 844 | 10 | 9.6649 | 8.44 | 9.2867 | 0.14302
[8 empty] | 845 | 9.2 | 8.8649 | 8.45 | 9.0587 | 0.037572
[8 empty] | 846 | 9.2 | 8.8649 | 8.46 | 8.791 | 0.005459
[8 empty] | 847 | 9.2 | 8.8649 | 8.47 | 8.4847 | 0.14451
[8 empty] | 848 | 8.4 | 8.0649 | 8.48 | 8.1413 | 0.0058376
[8 empty] | 849 | 8 | 7.6649 | 8.49 | 7.7622 | 0.009468
[8 empty] | 850 | 7.6 | 7.2649 | 8.5 | 7.3491 | 0.0070949
[8 empty] | 851 | 7.6 | 7.2649 | 8.51 | 6.9039 | 0.13031
[8 empty] | 852 | 6.8 | 6.4649 | 8.52 | 6.4285 | 0.0013223
[8 empty] | 853 | 6 | 5.6649 | 8.53 | 5.9251 | 0.067698
[8 empty] | 854 | 5.6 | 5.2649 | 8.54 | 5.3958 | 0.017135
[8 empty] | 855 | 5.2 | 4.8649 | 8.55 | 4.843 | 0.00047899
[8 empty] | 856 | 4.8 | 4.4649 | 8.56 | 4.2691 | 0.038311
[8 empty] | 857 | 4 | 3.6649 | 8.57 | 3.6768 | 0.00014145
[8 empty] | 858 | 3.6 | 3.2649 | 8.58 | 3.0685 | 0.038571
[8 empty] | 859 | 2.8 | 2.4649 | 8.59 | 2.447 | 0.00032092
[8 empty] | 860 | 2.4 | 2.0649 | 8.6 | 1.815 | 0.062464
[8 empty] | 861 | 1.2 | 0.86488 | 8.61 | 1.1752 | 0.096318
[8 empty] | 862 | 0.8 | 0.46488 | 8.62 | 0.53062 | 0.0043213
[8 empty] | 863 | 0.4 | 0.06488 | 8.63 | -0.11605 | 0.032737
[8 empty] | 864 | -0.4 | -0.73512 | 8.64 | -0.76194 | 0.00071906
[8 empty] | 865 | -1.2 | -1.5351 | 8.65 | -1.4042 | 0.017143
[8 empty] | 866 | -2 | -2.3351 | 8.66 | -2.04 | 0.087103
[8 empty] | 867 | -2 | -2.3351 | 8.67 | -2.6665 | 0.10984
[8 empty] | 868 | -2.8 | -3.1351 | 8.68 | -3.2811 | 0.021311
[8 empty] | 869 | -3.6 | -3.9351 | 8.69 | -3.881 | 0.0029325
[8 empty] | 870 | -4 | -4.3351 | 8.7 | -4.4635 | 0.016483
[8 empty] | 871 | -4.8 | -5.1351 | 8.71 | -5.0262 | 0.011871
[8 empty] | 872 | -5.2 | -5.5351 | 8.72 | -5.5665 | 0.00098346
[8 empty] | 873 | -5.6 | -5.9351 | 8.73 | -6.0821 | 0.021598
[8 empty] | 874 | -6 | -6.3351 | 8.74 | -6.5707 | 0.055505
[8 empty] | 875 | -6.8 | -7.1351 | 8.75 | -7.0302 | 0.011
[8 empty] | 876 | -7.2 | -7.5351 | 8.76 | -7.4587 | 0.0058471
[8 empty] | 877 | -7.2 | -7.5351 | 8.77 | -7.8541 | 0.10174
[8 empty] | 878 | -8 | -8.3351 | 8.78 | -8.2148 | 0.014477
[8 empty] | 879 | -8 | -8.3351 | 8.79 | -8.5392 | 0.041663
[8 empty] | 880 | -8.4 | -8.7351 | 8.8 | -8.826 | 0.0082552
[8 empty] | 881 | -8.8 | -9.1351 | 8.81 | -9.0738 | 0.003762
[8 empty] | 882 | -9.2 | -9.5351 | 8.82 | -9.2816 | 0.064282
[8 empty] | 883 | -8.8 | -9.1351 | 8.83 | -9.4485 | 0.09819
[8 empty] | 884 | -9.2 | -9.5351 | 8.84 | -9.5737 | 0.0014915
[8 empty] | 885 | -9.2 | -9.5351 | 8.85 | -9.6569 | 0.014819
[8 empty] | 886 | -9.2 | -9.5351 | 8.86 | -9.6975 | 0.026354
[8 empty] | 887 | -9.2 | -9.5351 | 8.87 | -9.6954 | 0.025692
[8 empty] | 888 | -9.6 | -9.9351 | 8.88 | -9.6507 | 0.080886
[8 empty] | 889 | -9.2 | -9.5351 | 8.89 | -9.5636 | 0.00081129
[8 empty] | 890 | -8.8 | -9.1351 | 8.9 | -9.4345 | 0.089611
[8 empty] | 891 | -8.8 | -9.1351 | 8.91 | -9.2639 | 0.016586
[8 empty] | 892 | -8.8 | -9.1351 | 8.92 | -9.0527 | 0.0067971
[8 empty] | 893 | -8 | -8.3351 | 8.93 | -8.8017 | 0.21772
[8 empty] | 894 | -8.4 | -8.7351 | 8.94 | -8.5122 | 0.049704
[8 empty] | 895 | -7.6 | -7.9351 | 8.95 | -8.1853 | 0.062599
[8 empty] | 896 | -7.2 | -7.5351 | 8.96 | -7.8226 | 0.082648
[8 empty] | 897 | -6.8 | -7.1351 | 8.97 | -7.4256 | 0.084406
[8 empty] | 898 | -6.8 | -7.1351 | 8.98 | -6.9962 | 0.019297
[8 empty] | 899 | -6 | -6.3351 | 8.99 | -6.5362 | 0.040426
[8 empty] | 900 | -6 | -6.3351 | 9 | -6.0476 | 0.08266
[8 empty] | 901 | -5.2 | -5.5351 | 9.01 | -5.5327 | 6.0555e-06
[8 empty] | 902 | -4.4 | -4.7351 | 9.02 | -4.9936 | 0.06681
[8 empty] | 903 | -4.4 | -4.7351 | 9.03 | -4.4328 | 0.091394
[8 empty] | 904 | -3.2 | -3.5351 | 9.04 | -3.8528 | 0.1009
[8 empty] | 905 | -2.8 | -3.1351 | 9.05 | -3.256 | 0.014619
[8 empty] | 906 | -2 | -2.3351 | 9.06 | -2.6452 | 0.096169
[8 empty] | 907 | -1.6 | -1.9351 | 9.07 | -2.0231 | 0.0077341
[8 empty] | 908 | -0.8 | -1.1351 | 9.08 | -1.3923 | 0.066125
[8 empty] | 909 | -0.4 | -0.73512 | 9.09 | -0.75562 | 0.00042032
[8 empty] | 910 | 0.4 | 0.06488 | 9.1 | -0.11593 | 0.032691
[8 empty] | 911 | 0.8 | 0.46488 | 9.11 | 0.524 | 0.0034955
[8 empty] | 912 | 1.2 | 0.86488 | 9.12 | 1.1614 | 0.087895
[8 empty] | 913 | 2.8 | 2.4649 | 9.13 | 1.7933 | 0.45099
[8 empty] | 914 | 2.8 | 2.4649 | 9.14 | 2.4171 | 0.0022803
[8 empty] | 915 | 3.2 | 2.8649 | 9.15 | 3.03 | 0.027277
[8 empty] | 916 | 4 | 3.6649 | 9.16 | 3.6294 | 0.0012618
[8 empty] | 917 | 4.4 | 4.0649 | 9.17 | 4.2125 | 0.02178
[8 empty] | 918 | 5.2 | 4.8649 | 9.18 | 4.7768 | 0.0077603
[8 empty] | 919 | 5.6 | 5.2649 | 9.19 | 5.3199 | 0.0030232
[8 empty] | 920 | 6 | 5.6649 | 9.2 | 5.8393 | 0.030426
[8 empty] | 921 | 6.4 | 6.0649 | 9.21 | 6.3329 | 0.071811
[8 empty] | 922 | 7.2 | 6.8649 | 9.22 | 6.7983 | 0.0044278
[8 empty] | 923 | 7.6 | 7.2649 | 9.23 | 7.2337 | 0.00097074
[8 empty] | 924 | 7.6 | 7.2649 | 9.24 | 7.6371 | 0.13855
[8 empty] | 925 | 8.8 | 8.4649 | 9.25 | 8.0067 | 0.2099
[8 empty] | 926 | 8.8 | 8.4649 | 9.26 | 8.341 | 0.015348
[8 empty] | 927 | 9.2 | 8.8649 | 9.27 | 8.6384 | 0.051281
[8 empty] | 928 | 9.2 | 8.8649 | 9.28 | 8.8977 | 0.0010799
[8 empty] | 929 | 9.2 | 8.8649 | 9.29 | 9.1178 | 0.063977
[8 empty] | 930 | 9.6 | 9.2649 | 9.3 | 9.2977 | 0.0010772
[8 empty] | 931 | 10 | 9.6649 | 9.31 | 9.4366 | 0.052103
[8 empty] | 932 | 10 | 9.6649 | 9.32 | 9.534 | 0.017135
[8 empty] | 933 | 10 | 9.6649 | 9.33 | 9.5894 | 0.0057021
[8 empty] | 934 | 10 | 9.6649 | 9.34 | 9.6026 | 0.0038833
[8 empty] | 935 | 10 | 9.6649 | 9.35 | 9.5735 | 0.0083456
[8 empty] | 936 | 10 | 9.6649 | 9.36 | 9.5024 | 0.0264
[8 empty] | 937 | 10 | 9.6649 | 9.37 | 9.3895 | 0.075826
[8 empty] | 938 | 9.6 | 9.2649 | 9.38 | 9.2354 | 0.00086981
[8 empty] | 939 | 9.2 | 8.8649 | 9.39 | 9.0407 | 0.030917
[8 empty] | 940 | 9.2 | 8.8649 | 9.4 | 8.8064 | 0.0034241
[8 empty] | 941 | 8.8 | 8.4649 | 9.41 | 8.5334 | 0.0046935
[8 empty] | 942 | 8.8 | 8.4649 | 9.42 | 8.223 | 0.058503
[8 empty] | 943 | 8 | 7.6649 | 9.43 | 7.8766 | 0.044823
[8 empty] | 944 | 7.6 | 7.2649 | 9.44 | 7.4957 | 0.053274
[8 empty] | 945 | 7.6 | 7.2649 | 9.45 | 7.082 | 0.033448
[8 empty] | 946 | 6.8 | 6.4649 | 9.46 | 6.6373 | 0.029738
[8 empty] | 947 | 6.8 | 6.4649 | 9.47 | 6.1637 | 0.090732
[8 empty] | 948 | 6 | 5.6649 | 9.48 | 5.6631 | 3.1728e-06
[8 empty] | 949 | 5.6 | 5.2649 | 9.49 | 5.1378 | 0.016138
[8 empty] | 950 | 5.2 | 4.8649 | 9.5 | 4.5902 | 0.075436
[8 empty] | 951 | 4.4 | 4.0649 | 9.51 | 4.0227 | 0.0017831
[8 empty] | 952 | 4 | 3.6649 | 9.52 | 3.4376 | 0.05164
[8 empty] | 953 | 2.8 | 2.4649 | 9.53 | 2.8378 | 0.13904
[8 empty] | 954 | 2.8 | 2.4649 | 9.54 | 2.2257 | 0.05723
[8 empty] | 955 | 1.6 | 1.2649 | 9.55 | 1.604 | 0.11502
[8 empty] | 956 | 1.2 | 0.86488 | 9.56 | 0.97561 | 0.012261
[8 empty] | 957 | 0.8 | 0.46488 | 9.57 | 0.34318 | 0.014811
[8 empty] | 958 | 0 | -0.33512 | 9.58 | -0.29049 | 0.0019918
[8 empty] | 959 | -0.4 | -0.73512 | 9.59 | -0.92261 | 0.035152
[8 empty] | 960 | -1.2 | -1.5351 | 9.6 | -1.5504 | 0.00023345
[8 empty] | 961 | -2 | -2.3351 | 9.61 | -2.1711 | 0.026903
[8 empty] | 962 | -2.4 | -2.7351 | 9.62 | -2.782 | 0.0021963
[8 empty] | 963 | -2.8 | -3.1351 | 9.63 | -3.3804 | 0.060149
[8 empty] | 964 | -3.6 | -3.9351 | 9.64 | -3.9636 | 0.00081325
[8 empty] | 965 | -4 | -4.3351 | 9.65 | -4.5292 | 0.037675
[8 empty] | 966 | -4.4 | -4.7351 | 9.66 | -5.0746 | 0.11527
[8 empty] | 967 | -5.2 | -5.5351 | 9.67 | -5.5975 | 0.0038926
[8 empty] | 968 | -6 | -6.3351 | 9.68 | -6.0955 | 0.057399
[8 empty] | 969 | -6.4 | -6.7351 | 9.69 | -6.5665 | 0.028417
[8 empty] | 970 | -6.8 | -7.1351 | 9.7 | -7.0085 | 0.016039
[8 empty] | 971 | -7.2 | -7.5351 | 9.71 | -7.4194 | 0.013393
[8 empty] | 972 | -7.2 | -7.5351 | 9.72 | -7.7975 | 0.068845
[8 empty] | 973 | -7.6 | -7.9351 | 9.73 | -8.1412 | 0.042453
[8 empty] | 974 | -8.4 | -8.7351 | 9.74 | -8.4489 | 0.081939
[8 empty] | 975 | -8.4 | -8.7351 | 9.75 | -8.7193 | 0.00025058
[8 empty] | 976 | -8.4 | -8.7351 | 9.76 | -8.9513 | 0.046712
[8 empty] | 977 | -9.2 | -9.5351 | 9.77 | -9.1437 | 0.15317
[8 empty] | 978 | -8.8 | -9.1351 | 9.78 | -9.2959 | 0.025865
[8 empty] | 979 | -9.2 | -9.5351 | 9.79 | -9.4072 | 0.016363
[8 empty] | 980 | -8.8 | -9.1351 | 9.8 | -9.477 | 0.11691
[8 empty] | 981 | -9.2 | -9.5351 | 9.81 | -9.5052 | 0.00089678
[8 empty] | 982 | -9.2 | -9.5351 | 9.82 | -9.4915 | 0.0019033
[8 empty] | 983 | -9.2 | -9.5351 | 9.83 | -9.4361 | 0.0098092
[8 empty] | 984 | -8.8 | -9.1351 | 9.84 | -9.3392 | 0.041645
[8 empty] | 985 | -8.8 | -9.1351 | 9.85 | -9.2013 | 0.0043765
[8 empty] | 986 | -8.4 | -8.7351 | 9.86 | -9.023 | 0.082849
[8 empty] | 987 | -8.4 | -8.7351 | 9.87 | -8.805 | 0.0048876
[8 empty] | 988 | -8.4 | -8.7351 | 9.88 | -8.5485 | 0.034834
[8 empty] | 989 | -8 | -8.3351 | 9.89 | -8.2544 | 0.006508
[8 empty] | 990 | -7.6 | -7.9351 | 9.9 | -7.9242 | 0.00011835
[8 empty] | 991 | -7.2 | -7.5351 | 9.91 | -7.5593 | 0.00058608
[8 empty] | 992 | -6.8 | -7.1351 | 9.92 | -7.1613 | 0.00068701
[8 empty] | 993 | -6.4 | -6.7351 | 9.93 | -6.732 | 9.6638e-06
[8 empty] | 994 | -6 | -6.3351 | 9.94 | -6.2733 | 0.0038252
[8 empty] | 995 | -5.2 | -5.5351 | 9.95 | -5.7871 | 0.063515
[8 empty] | 996 | -5.2 | -5.5351 | 9.96 | -5.2758 | 0.067261
[8 empty] | 997 | -4.4 | -4.7351 | 9.97 | -4.7414 | 3.972e-05
[8 empty] | 998 | -3.6 | -3.9351 | 9.98 | -4.1865 | 0.063167
[8 empty] | 999 | -3.6 | -3.9351 | 9.99 | -3.6133 | 0.10356
[8 empty] | 1000 | -2.4 | -2.7351 | 10 | -3.0245 | 0.083754
[8 empty] | 1001 | -2 | -2.3351 | 10.01 | -2.4227 | 0.0076686
[8 empty] | 1002 | -1.6 | -1.9351 | 10.02 | -1.8105 | 0.015539
[8 empty] | 1003 | -0.8 | -1.1351 | 10.03 | -1.1905 | 0.0030711
[8 empty] | 1004 | -0.4 | -0.73512 | 10.04 | -0.56564 | 0.028722
[8 empty] | 1005 | 0.4 | 0.06488 | 10.05 | 0.061468 | 1.1643e-05
[8 empty] | 1006 | 1.2 | 0.86488 | 10.06 | 0.68804 | 0.031273
[8 empty] | 1007 | 1.2 | 0.86488 | 10.07 | 1.3113 | 0.1993
[8 empty] | 1008 | 2.4 | 2.0649 | 10.08 | 1.9286 | 0.018584
[8 empty] | 1009 | 2.8 | 2.4649 | 10.09 | 2.537 | 0.0052084
[8 empty] | 1010 | 4 | 3.6649 | 10.1 | 3.1341 | 0.2817
[8 empty] | 1011 | 4 | 3.6649 | 10.11 | 3.7172 | 0.0027329
[8 empty] | 1012 | 4.4 | 4.0649 | 10.12 | 4.2836 | 0.047836
[8 empty] | 1013 | 5.2 | 4.8649 | 10.13 | 4.8309 | 0.0011514
[8 empty] | 1014 | 5.6 | 5.2649 | 10.14 | 5.3568 | 0.0084534
[8 empty] | 1015 | 6 | 5.6649 | 10.15 | 5.8589 | 0.037649
[8 empty] | 1016 | 6.4 | 6.0649 | 10.16 | 6.335 | 0.072976
[8 empty] | 1017 | 7.2 | 6.8649 | 10.17 | 6.7831 | 0.0066937
[8 empty] | 1018 | 7.6 | 7.2649 | 10.18 | 7.2011 | 0.0040696
[8 empty] | 1019 | 8 | 7.6649 | 10.19 | 7.5873 | 0.0060249
[8 empty] | 1020 | 8.8 | 8.4649 | 10.2 | 7.9399 | 0.2756
[8 empty] | 1021 | 8.4 | 8.0649 | 10.21 | 8.2575 | 0.037092
[8 empty] | 1022 | 9.2 | 8.8649 | 10.22 | 8.5386 | 0.10646
[8 empty] | 1023 | 9.2 | 8.8649 | 10.23 | 8.782 | 0.0068612
[8 empty] | 1024 | 9.2 | 8.8649 | 10.24 | 8.9868 | 0.014858
[8 empty] | 1025 | 9.6 | 9.2649 | 10.25 | 9.1519 | 0.012766
[8 empty] | 1026 | 9.6 | 9.2649 | 10.26 | 9.2767 | 0.00013951
[8 empty] | 1027 | 9.6 | 9.2649 | 10.27 | 9.3606 | 0.0091703
[8 empty] | 1028 | 10 | 9.6649 | 10.28 | 9.4034 | 0.068376
[8 empty] | 1029 | 10 | 9.6649 | 10.29 | 9.4048 | 0.067657
[8 empty] | 1030 | 10 | 9.6649 | 10.3 | 9.3648 | 0.090055
[8 empty] | 1031 | 9.6 | 9.2649 | 10.31 | 9.2836 | 0.00035203
[8 empty] | 1032 | 9.2 | 8.8649 | 10.32 | 9.1617 | 0.088105
[8 empty] | 1033 | 9.6 | 9.2649 | 10.33 | 8.9995 | 0.070411
[8 empty] | 1034 | 9.2 | 8.8649 | 10.34 | 8.7978 | 0.0044933
[8 empty] | 1035 | 8.8 | 8.4649 | 10.35 | 8.5576 | 0.0085903
[8 empty] | 1036 | 8.8 | 8.4649 | 10.36 | 8.2797 | 0.034273
[8 empty] | 1037 | 8.4 | 8.0649 | 10.37 | 7.9656 | 0.0098478
[8 empty] | 1038 | 7.6 | 7.2649 | 10.38 | 7.6166 | 0.12374
[8 empty] | 1039 | 7.6 | 7.2649 | 10.39 | 7.2343 | 0.00093524
[8 empty] | 1040 | 7.2 | 6.8649 | 10.4 | 6.8203 | 0.001987
[8 empty] | 1041 | 6.8 | 6.4649 | 10.41 | 6.3765 | 0.0078119
[8 empty] | 1042 | 6 | 5.6649 | 10.42 | 5.9048 | 0.057579
[8 empty] | 1043 | 6 | 5.6649 | 10.43 | 5.4074 | 0.06629
[8 empty] | 1044 | 5.2 | 4.8649 | 10.44 | 4.8864 | 0.0004641
[8 empty] | 1045 | 4.4 | 4.0649 | 10.45 | 4.3442 | 0.078003
[8 empty] | 1046 | 4.4 | 4.0649 | 10.46 | 3.783 | 0.07943
[8 empty] | 1047 | 3.6 | 3.2649 | 10.47 | 3.2055 | 0.0035227
[8 empty] | 1048 | 2.8 | 2.4649 | 10.48 | 2.6142 | 0.022285
[8 empty] | 1049 | 2.4 | 2.0649 | 10.49 | 2.0116 | 0.0028436
[8 empty] | 1050 | 1.6 | 1.2649 | 10.5 | 1.4004 | 0.018355
[8 empty] | 1051 | 1.2 | 0.86488 | 10.51 | 0.78327 | 0.00666
[8 empty] | 1052 | 0.8 | 0.46488 | 10.52 | 0.163 | 0.091129
[8 empty] | 1053 | -0.4 | -0.73512 | 10.53 | -0.45771 | 0.076955
[8 empty] | 1054 | -0.4 | -0.73512 | 10.54 | -1.0762 | 0.1163
[8 empty] | 1055 | -1.2 | -1.5351 | 10.55 | -1.6896 | 0.02386
[8 empty] | 1056 | -2 | -2.3351 | 10.56 | -2.2953 | 0.0015832
[8 empty] | 1057 | -2.8 | -3.1351 | 10.57 | -2.8907 | 0.059732
[8 empty] | 1058 | -2.8 | -3.1351 | 10.58 | -3.4731 | 0.11426
[8 empty] | 1059 | -3.6 | -3.9351 | 10.59 | -4.04 | 0.011007
[8 empty] | 1060 | -4.4 | -4.7351 | 10.6 | -4.5889 | 0.021375
[8 empty] | 1061 | -4.4 | -4.7351 | 10.61 | -5.1174 | 0.14613
[8 empty] | 1062 | -5.2 | -5.5351 | 10.62 | -5.6231 | 0.0077439
[8 empty] | 1063 | -5.6 | -5.9351 | 10.63 | -6.1039 | 0.028489
[8 empty] | 1064 | -6.4 | -6.7351 | 10.64 | -6.5576 | 0.031497
[8 empty] | 1065 | -6.4 | -6.7351 | 10.65 | -6.9824 | 0.061123
[8 empty] | 1066 | -6.8 | -7.1351 | 10.66 | -7.3762 | 0.058104
[8 empty] | 1067 | -7.2 | -7.5351 | 10.67 | -7.7374 | 0.040908
[8 empty] | 1068 | -7.2 | -7.5351 | 10.68 | -8.0644 | 0.28014
[8 empty] | 1069 | -8 | -8.3351 | 10.69 | -8.3558 | 0.00042871
[8 empty] | 1070 | -8.4 | -8.7351 | 10.7 | -8.6104 | 0.015561
[8 empty] | 1071 | -8.4 | -8.7351 | 10.71 | -8.827 | 0.0084329
[8 empty] | 1072 | -8.4 | -8.7351 | 10.72 | -9.0046 | 0.072628
[8 empty] | 1073 | -8.8 | -9.1351 | 10.73 | -9.1426 | 5.6008e-05
[8 empty] | 1074 | -8.8 | -9.1351 | 10.74 | -9.2403 | 0.011069
[8 empty] | 1075 | -8.8 | -9.1351 | 10.75 | -9.2974 | 0.026326
[8 empty] | 1076 | -8.8 | -9.1351 | 10.76 | -9.3135 | 0.031822
[8 empty] | 1077 | -8.8 | -9.1351 | 10.77 | -9.2887 | 0.02358
[8 empty] | 1078 | -8.8 | -9.1351 | 10.78 | -9.223 | 0.0077248
[8 empty] | 1079 | -8.4 | -8.7351 | 10.79 | -9.1168 | 0.14569
[8 empty] | 1080 | -8.8 | -9.1351 | 10.8 | -8.9706 | 0.027078
[8 empty] | 1081 | -8.4 | -8.7351 | 10.81 | -8.7849 | 0.0024816
[8 empty] | 1082 | -8.4 | -8.7351 | 10.82 | -8.5608 | 0.030404
[8 empty] | 1083 | -7.6 | -7.9351 | 10.83 | -8.299 | 0.13242
[8 empty] | 1084 | -7.6 | -7.9351 | 10.84 | -8.0009 | 0.0043269
[8 empty] | 1085 | -7.2 | -7.5351 | 10.85 | -7.6677 | 0.017584
[8 empty] | 1086 | -6.8 | -7.1351 | 10.86 | -7.301 | 0.027507
[8 empty] | 1087 | -6.4 | -6.7351 | 10.87 | -6.9023 | 0.02794
[8 empty] | 1088 | -6.4 | -6.7351 | 10.88 | -6.4734 | 0.068502
[8 empty] | 1089 | -5.6 | -5.9351 | 10.89 | -6.0162 | 0.0065783
[8 empty] | 1090 | -5.2 | -5.5351 | 10.9 | -5.5328 | 5.3728e-06
[8 empty] | 1091 | -4.8 | -5.1351 | 10.91 | -5.0253 | 0.01207
[8 empty] | 1092 | -4 | -4.3351 | 10.92 | -4.4958 | 0.025826
[8 empty] | 1093 | -3.6 | -3.9351 | 10.93 | -3.9469 | 0.0001377
[8 empty] | 1094 | -2.8 | -3.1351 | 10.94 | -3.3808 | 0.060341
[8 empty] | 1095 | -2.4 | -2.7351 | 10.95 | -2.8 | 0.0042157
[8 empty] | 1096 | -1.6 | -1.9351 | 10.96 | -2.2073 | 0.074066
[8 empty] | 1097 | -1.2 | -1.5351 | 10.97 | -1.605 | 0.0048889
[8 empty] | 1098 | -0.4 | -0.73512 | 10.98 | -0.99601 | 0.068065
[8 empty] | 1099 | -0.4 | -0.73512 | 10.99 | -0.38287 | 0.12408
[8 empty] | 1100 | 0.8 | 0.46488 | 11 | 0.2317 | 0.054373
[8 empty] | 1101 | 0.8 | 0.46488 | 11.01 | 0.84498 | 0.14448
[8 empty] | 1102 | 2 | 1.6649 | 11.02 | 1.4543 | 0.044351
[8 empty] | 1103 | 2 | 1.6649 | 11.03 | 2.0569 | 0.1537
[8 empty] | 1104 | 2.8 | 2.4649 | 11.04 | 2.6503 | 0.034368
[8 empty] | 1105 | 3.6 | 3.2649 | 11.05 | 3.2317 | 0.0011013
[8 empty] | 1106 | 4.4 | 4.0649 | 11.06 | 3.7987 | 0.070873
[8 empty] | 1107 | 4.4 | 4.0649 | 11.07 | 4.3487 | 0.08054
[8 empty] | 1108 | 5.6 | 5.2649 | 11.08 | 4.8793 | 0.14865
[8 empty] | 1109 | 6 | 5.6649 | 11.09 | 5.3883 | 0.076496
[8 empty] | 1110 | 6 | 5.6649 | 11.1 | 5.8734 | 0.043462
[8 empty] | 1111 | 6.8 | 6.4649 | 11.11 | 6.3324 | 0.017559
[8 empty] | 1112 | 7.2 | 6.8649 | 11.12 | 6.7633 | 0.01031
[8 empty] | 1113 | 7.6 | 7.2649 | 11.13 | 7.1644 | 0.010099
[8 empty] | 1114 | 8 | 7.6649 | 11.14 | 7.5337 | 0.017196
[8 empty] | 1115 | 7.6 | 7.2649 | 11.15 | 7.8698 | 0.36595
[8 empty] | 1116 | 8.8 | 8.4649 | 11.16 | 8.1711 | 0.086282
[8 empty] | 1117 | 8.8 | 8.4649 | 11.17 | 8.4364 | 0.00081121
[8 empty] | 1118 | 9.2 | 8.8649 | 11.18 | 8.6644 | 0.040176
[8 empty] | 1119 | 9.2 | 8.8649 | 11.19 | 8.8543 | 0.00011234
[8 empty] | 1120 | 9.2 | 8.8649 | 11.2 | 9.0051 | 0.019662
[8 empty] | 1121 | 9.2 | 8.8649 | 11.21 | 9.1163 | 0.06319
[8 empty] | 1122 | 9.6 | 9.2649 | 11.22 | 9.1873 | 0.0060227
[8 empty] | 1123 | 9.2 | 8.8649 | 11.23 | 9.2179 | 0.12459
[8 empty] | 1124 | 9.2 | 8.8649 | 11.24 | 9.2079 | 0.11766
[8 empty] | 1125 | 9.6 | 9.2649 | 11.25 | 9.1574 | 0.011544
[8 empty] | 1126 | 9.2 | 8.8649 | 11.26 | 9.0667 | 0.040745
[8 empty] | 1127 | 9.6 | 9.2649 | 11.27 | 8.9362 | 0.10803
[8 empty] | 1128 | 9.2 | 8.8649 | 11.28 | 8.7664 | 0.0096947
[8 empty] | 1129 | 9.2 | 8.8649 | 11.29 | 8.5582 | 0.094077
[8 empty] | 1130 | 8.4 | 8.0649 | 11.3 | 8.3124 | 0.061245
[8 empty] | 1131 | 8.8 | 8.4649 | 11.31 | 8.0301 | 0.18903
[8 empty] | 1132 | 8 | 7.6649 | 11.32 | 7.7127 | 0.0022831
[8 empty] | 1133 | 7.6 | 7.2649 | 11.33 | 7.3614 | 0.0093234
[8 empty] | 1134 | 7.6 | 7.2649 | 11.34 | 6.978 | 0.082305
[8 empty] | 1135 | 6.8 | 6.4649 | 11.35 | 6.564 | 0.0098295
[8 empty] | 1136 | 6.4 | 6.0649 | 11.36 | 6.1214 | 0.003191
[8 empty] | 1137 | 6 | 5.6649 | 11.37 | 5.652 | 0.0001663
[8 empty] | 1138 | 5.6 | 5.2649 | 11.38 | 5.1579 | 0.011435
[8 empty] | 1139 | 4.4 | 4.0649 | 11.39 | 4.6414 | 0.33242
[8 empty] | 1140 | 4.4 | 4.0649 | 11.4 | 4.1047 | 0.0015891
[8 empty] | 1141 | 4 | 3.6649 | 11.41 | 3.5502 | 0.013145
[8 empty] | 1142 | 3.2 | 2.8649 | 11.42 | 2.9803 | 0.013331
[8 empty] | 1143 | 2.8 | 2.4649 | 11.43 | 2.3976 | 0.0045282
[8 empty] | 1144 | 1.6 | 1.2649 | 11.44 | 1.8045 | 0.29124
[8 empty] | 1145 | 1.6 | 1.2649 | 11.45 | 1.2038 | 0.0037281
[8 empty] | 1146 | 0.8 | 0.46488 | 11.46 | 0.59806 | 0.017738
[8 empty] | 1147 | 0.4 | 0.06488 | 11.47 | -0.010064 | 0.0056167
[8 empty] | 1148 | -0.4 | -0.73512 | 11.48 | -0.61789 | 0.013744
[8 empty] | 1149 | -0.8 | -1.1351 | 11.49 | -1.2227 | 0.0076751
[8 empty] | 1150 | -1.6 | -1.9351 | 11.5 | -1.8219 | 0.012812
[8 empty] | 1151 | -2 | -2.3351 | 11.51 | -2.4129 | 0.0060444
[8 empty] | 1152 | -2.4 | -2.7351 | 11.52 | -2.9929 | 0.066468
[8 empty] | 1153 | -3.2 | -3.5351 | 11.53 | -3.5596 | 0.00059883
[8 empty] | 1154 | -4 | -4.3351 | 11.54 | -4.1103 | 0.050522
[8 empty] | 1155 | -4.4 | -4.7351 | 11.55 | -4.6428 | 0.0085239
[8 empty] | 1156 | -4.8 | -5.1351 | 11.56 | -5.1546 | 0.00037924
[8 empty] | 1157 | -5.2 | -5.5351 | 11.57 | -5.6435 | 0.011747
[8 empty] | 1158 | -6 | -6.3351 | 11.58 | -6.1074 | 0.051863
[8 empty] | 1159 | -6.4 | -6.7351 | 11.59 | -6.5442 | 0.036447
[8 empty] | 1160 | -6.8 | -7.1351 | 11.6 | -6.9521 | 0.033509
[8 empty] | 1161 | -7.2 | -7.5351 | 11.61 | -7.3292 | 0.042414
[8 empty] | 1162 | -7.2 | -7.5351 | 11.62 | -7.6739 | 0.019257
[8 empty] | 1163 | -7.6 | -7.9351 | 11.63 | -7.9847 | 0.0024588
[8 empty] | 1164 | -7.6 | -7.9351 | 11.64 | -8.2603 | 0.10573
[8 empty] | 1165 | -8.4 | -8.7351 | 11.65 | -8.4994 | 0.055562
[8 empty] | 1166 | -8.4 | -8.7351 | 11.66 | -8.7011 | 0.0011607
[8 empty] | 1167 | -8.4 | -8.7351 | 11.67 | -8.8643 | 0.016699
[8 empty] | 1168 | -8.8 | -9.1351 | 11.68 | -8.9886 | 0.021471
[8 empty] | 1169 | -8.8 | -9.1351 | 11.69 | -9.0733 | 0.0038279
[8 empty] | 1170 | -8.4 | -8.7351 | 11.7 | -9.118 | 0.14658
[8 empty] | 1171 | -8.8 | -9.1351 | 11.71 | -9.1226 | 0.00015725
[8 empty] | 1172 | -8.8 | -9.1351 | 11.72 | -9.0871 | 0.0023091
[8 empty] | 1173 | -8.8 | -9.1351 | 11.73 | -9.0116 | 0.015255
[8 empty] | 1174 | -8.4 | -8.7351 | 11.74 | -8.8966 | 0.02606
[8 empty] | 1175 | -8.4 | -8.7351 | 11.75 | -8.7424 | 5.3289e-05
[8 empty] | 1176 | -8 | -8.3351 | 11.76 | -8.5499 | 0.046135
[8 empty] | 1177 | -8 | -8.3351 | 11.77 | -8.3199 | 0.00023218
[8 empty] | 1178 | -7.6 | -7.9351 | 11.78 | -8.0534 | 0.013982
[8 empty] | 1179 | -7.2 | -7.5351 | 11.79 | -7.7516 | 0.046842
[8 empty] | 1180 | -7.2 | -7.5351 | 11.8 | -7.4158 | 0.014243
[8 empty] | 1181 | -6.8 | -7.1351 | 11.81 | -7.0475 | 0.0076714
[8 empty] | 1182 | -6 | -6.3351 | 11.82 | -6.6485 | 0.09818
[8 empty] | 1183 | -6 | -6.3351 | 11.83 | -6.2203 | 0.01318
[8 empty] | 1184 | -5.6 | -5.9351 | 11.84 | -5.765 | 0.028939
[8 empty] | 1185 | -4.8 | -5.1351 | 11.85 | -5.2845 | 0.022325
[8 empty] | 1186 | -4.4 | -4.7351 | 11.86 | -4.781 | 0.0021082
[8 empty] | 1187 | -3.6 | -3.9351 | 11.87 | -4.2567 | 0.10343
[8 empty] | 1188 | -3.6 | -3.9351 | 11.88 | -3.7139 | 0.048927
[8 empty] | 1189 | -2.8 | -3.1351 | 11.89 | -3.155 | 0.00039616
[8 empty] | 1190 | -2 | -2.3351 | 11.9 | -2.5825 | 0.061191
[8 empty] | 1191 | -1.6 | -1.9351 | 11.91 | -1.9988 | 0.0040608
[8 empty] | 1192 | -1.2 | -1.5351 | 11.92 | -1.4067 | 0.016502
[8 empty] | 1193 | -0.4 | -0.73512 | 11.93 | -0.80855 | 0.0053914
[8 empty] | 1194 | 0 | -0.33512 | 11.94 | -0.20713 | 0.016381
[8 empty] | 1195 | 0.8 | 0.46488 | 11.95 | 0.39493 | 0.0048929
[8 empty] | 1196 | 1.2 | 0.86488 | 11.96 | 0.995 | 0.016931
[8 empty] | 1197 | 2.4 | 2.0649 | 11.97 | 1.5904 | 0.2251
[8 empty] | 1198 | 2.4 | 2.0649 | 11.98 | 2.1786 | 0.012936
[8 empty] | 1199 | 3.2 | 2.8649 | 11.99 | 2.757 | 0.011646
[8 empty] | 1200 | 4 | 3.6649 | 12 | 3.3229 | 0.11692
[8 empty] | 1201 | 4 | 3.6649 | 12.01 | 3.8741 | 0.043756
[8 empty] | 1202 | 4.4 | 4.0649 | 12.02 | 4.4079 | 0.11766
[8 empty] | 1203 | 5.2 | 4.8649 | 12.03 | 4.9221 | 0.0032779
[8 empty] | 1204 | 5.6 | 5.2649 | 12.04 | 5.4145 | 0.022385
[8 empty] | 1205 | 6.4 | 6.0649 | 12.05 | 5.8828 | 0.03314
[8 empty] | 1206 | 6.4 | 6.0649 | 12.06 | 6.3251 | 0.067716
[8 empty] | 1207 | 7.2 | 6.8649 | 12.07 | 6.7394 | 0.015754
[8 empty] | 1208 | 7.6 | 7.2649 | 12.08 | 7.1238 | 0.019901
[8 empty] | 1209 | 7.6 | 7.2649 | 12.09 | 7.4768 | 0.044893
[8 empty] | 1210 | 8 | 7.6649 | 12.1 | 7.7967 | 0.017371
[8 empty] | 1211 | 8.4 | 8.0649 | 12.11 | 8.0822 | 0.00029912
[8 empty] | 1212 | 8.8 | 8.4649 | 12.12 | 8.332 | 0.017656
[8 empty] | 1213 | 9.2 | 8.8649 | 12.13 | 8.5451 | 0.10227
[8 empty] | 1214 | 9.2 | 8.8649 | 12.14 | 8.7205 | 0.020847
[8 empty] | 1215 | 9.2 | 8.8649 | 12.15 | 8.8575 | 5.4744e-05
[8 empty] | 1216 | 9.2 | 8.8649 | 12.16 | 8.9555 | 0.0082039
[8 empty] | 1217 | 9.2 | 8.8649 | 12.17 | 9.014 | 0.022238
[8 empty] | 1218 | 9.2 | 8.8649 | 12.18 | 9.0329 | 0.028227
[8 empty] | 1219 | 9.6 | 9.2649 | 12.19 | 9.012 | 0.063927
[8 empty] | 1220 | 9.2 | 8.8649 | 12.2 | 8.9516 | 0.0075153
[8 empty] | 1221 | 9.2 | 8.8649 | 12.21 | 8.8518 | 0.00017211
[8 empty] | 1222 | 9.2 | 8.8649 | 12.22 | 8.7131 | 0.023047
[8 empty] | 1223 | 9.2 | 8.8649 | 12.23 | 8.5361 | 0.10809
[8 empty] | 1224 | 9.2 | 8.8649 | 12.24 | 8.3217 | 0.29504
[8 empty] | 1225 | 8.4 | 8.0649 | 12.25 | 8.0708 | 3.4877e-05
[8 empty] | 1226 | 8.4 | 8.0649 | 12.26 | 7.7845 | 0.078622
[8 empty] | 1227 | 7.6 | 7.2649 | 12.27 | 7.4641 | 0.039678
[8 empty] | 1228 | 7.2 | 6.8649 | 12.28 | 7.111 | 0.060563
[8 empty] | 1229 | 7.2 | 6.8649 | 12.29 | 6.7268 | 0.019077
[8 empty] | 1230 | 6.8 | 6.4649 | 12.3 | 6.3131 | 0.023029
[8 empty] | 1231 | 6 | 5.6649 | 12.31 | 5.8719 | 0.042861
[8 empty] | 1232 | 6 | 5.6649 | 12.32 | 5.4051 | 0.067507
[8 empty] | 1233 | 5.6 | 5.2649 | 12.33 | 4.9146 | 0.12267
[8 empty] | 1234 | 4.4 | 4.0649 | 12.34 | 4.4028 | 0.1142
[8 empty] | 1235 | 4.4 | 4.0649 | 12.35 | 3.8719 | 0.037257
[8 empty] | 1236 | 4 | 3.6649 | 12.36 | 3.3241 | 0.11613
[8 empty] | 1237 | 2.8 | 2.4649 | 12.37 | 2.762 | 0.088256
[8 empty] | 1238 | 2.8 | 2.4649 | 12.38 | 2.1879 | 0.076711
[8 empty] | 1239 | 2 | 1.6649 | 12.39 | 1.6045 | 0.0036466
[8 empty] | 1240 | 1.2 | 0.86488 | 12.4 | 1.0143 | 0.022317
[8 empty] | 1241 | 1.2 | 0.86488 | 12.41 | 0.41984 | 0.19806
[8 empty] | 1242 | 0 | -0.33512 | 12.42 | -0.17618 | 0.025261
[8 empty] | 1243 | -0.4 | -0.73512 | 12.43 | -0.77117 | 0.0012997
[8 empty] | 1244 | -1.2 | -1.5351 | 12.44 | -1.3625 | 0.029793
[8 empty] | 1245 | -1.6 | -1.9351 | 12.45 | -1.9476 | 0.00015594
[8 empty] | 1246 | -2 | -2.3351 | 12.46 | -2.5239 | 0.035632
[8 empty] | 1247 | -2.4 | -2.7351 | 12.47 | -3.0888 | 0.1251
[8 empty] | 1248 | -3.6 | -3.9351 | 12.48 | -3.6399 | 0.087144
[8 empty] | 1249 | -3.6 | -3.9351 | 12.49 | -4.1748 | 0.057436
[8 empty] | 1250 | -4 | -4.3351 | 12.5 | -4.691 | 0.12668
[8 empty] | 1251 | -4.4 | -4.7351 | 12.51 | -5.1865 | 0.20371
[8 empty] | 1252 | -5.2 | -5.5351 | 12.52 | -5.6589 | 0.015312
[8 empty] | 1253 | -5.6 | -5.9351 | 12.53 | -6.1062 | 0.029257
[8 empty] | 1254 | -6 | -6.3351 | 12.54 | -6.5264 | 0.036599
[8 empty] | 1255 | -6.8 | -7.1351 | 12.55 | -6.9178 | 0.047225
[8 empty] | 1256 | -6.8 | -7.1351 | 12.56 | -7.2786 | 0.020585
[8 empty] | 1257 | -6.8 | -7.1351 | 12.57 | -7.6072 | 0.22288
[8 empty] | 1258 | -7.6 | -7.9351 | 12.58 | -7.9022 | 0.0010805
[8 empty] | 1259 | -8 | -8.3351 | 12.59 | -8.1624 | 0.029833
[8 empty] | 1260 | -8 | -8.3351 | 12.6 | -8.3865 | 0.0026443
[8 empty] | 1261 | -8.4 | -8.7351 | 12.61 | -8.5737 | 0.026054
[8 empty] | 1262 | -8.4 | -8.7351 | 12.62 | -8.7231 | 0.00014474
[8 empty] | 1263 | -8.4 | -8.7351 | 12.63 | -8.834 | 0.0097862
[8 empty] | 1264 | -8.4 | -8.7351 | 12.64 | -8.9061 | 0.029236
[8 empty] | 1265 | -8.4 | -8.7351 | 12.65 | -8.939 | 0.041553
[8 empty] | 1266 | -8.4 | -8.7351 | 12.66 | -8.9325 | 0.03896
[8 empty] | 1267 | -8.8 | -9.1351 | 12.67 | -8.8868 | 0.061681
[8 empty] | 1268 | -8.4 | -8.7351 | 12.68 | -8.802 | 0.0044676
[8 empty] | 1269 | -8 | -8.3351 | 12.69 | -8.6785 | 0.1179
[8 empty] | 1270 | -8.4 | -8.7351 | 12.7 | -8.5169 | 0.04762
[8 empty] | 1271 | -7.6 | -7.9351 | 12.71 | -8.3179 | 0.14654
[8 empty] | 1272 | -7.6 | -7.9351 | 12.72 | -8.0825 | 0.021711
[8 empty] | 1273 | -7.2 | -7.5351 | 12.73 | -7.8116 | 0.07642
[8 empty] | 1274 | -6.8 | -7.1351 | 12.74 | -7.5064 | 0.13786
[8 empty] | 1275 | -6.8 | -7.1351 | 12.75 | -7.1684 | 0.0011075
[8 empty] | 1276 | -6.4 | -6.7351 | 12.76 | -6.799 | 0.0040808
[8 empty] | 1277 | -6 | -6.3351 | 12.77 | -6.3999 | 0.0041915
[8 empty] | 1278 | -5.6 | -5.9351 | 12.78 | -5.9728 | 0.001416
[8 empty] | 1279 | -5.2 | -5.5351 | 12.79 | -5.5196 | 0.00024221
[8 empty] | 1280 | -5.2 | -5.5351 | 12.8 | -5.0423 | 0.24289
[8 empty] | 1281 | -4 | -4.3351 | 12.81 | -4.543 | 0.043233
[8 empty] | 1282 | -3.6 | -3.9351 | 12.82 | -4.024 | 0.0079073
[8 empty] | 1283 | -3.2 | -3.5351 | 12.83 | -3.4876 | 0.0022613
[8 empty] | 1284 | -2.4 | -2.7351 | 12.84 | -2.936 | 0.040347
[8 empty] | 1285 | -2 | -2.3351 | 12.85 | -2.3717 | 0.0013403
[8 empty] | 1286 | -1.2 | -1.5351 | 12.86 | -1.7973 | 0.068732
[8 empty] | 1287 | -0.8 | -1.1351 | 12.87 | -1.2152 | 0.0064111
[8 empty] | 1288 | -0.4 | -0.73512 | 12.88 | -0.628 | 0.011475
[8 empty] | 1289 | 0 | -0.33512 | 12.89 | -0.038297 | 0.088104
[8 empty] | 1290 | 0.8 | 0.46488 | 12.9 | 0.55132 | 0.0074715
[8 empty] | 1291 | 1.2 | 0.86488 | 12.91 | 1.1383 | 0.074733
[8 empty] | 1292 | 2 | 1.6649 | 12.92 | 1.7199 | 0.0030307
[8 empty] | 1293 | 2.8 | 2.4649 | 12.93 | 2.2938 | 0.02927
[8 empty] | 1294 | 3.2 | 2.8649 | 12.94 | 2.8573 | 5.7091e-05
[8 empty] | 1295 | 4 | 3.6649 | 12.95 | 3.408 | 0.065964
[8 empty] | 1296 | 4.4 | 4.0649 | 12.96 | 3.9435 | 0.014723
[8 empty] | 1297 | 4.4 | 4.0649 | 12.97 | 4.4615 | 0.15728
[8 empty] | 1298 | 5.2 | 4.8649 | 12.98 | 4.9595 | 0.0089612
[8 empty] | 1299 | 5.6 | 5.2649 | 12.99 | 5.4356 | 0.029145
[8 empty] | 1300 | 6.4 | 6.0649 | 13 | 5.8875 | 0.031448
[8 empty] | 1301 | 6.8 | 6.4649 | 13.01 | 6.3134 | 0.022945
[8 empty] | 1302 | 7.2 | 6.8649 | 13.02 | 6.7113 | 0.023582
[8 empty] | 1303 | 7.6 | 7.2649 | 13.03 | 7.0795 | 0.034349
[8 empty] | 1304 | 8.4 | 8.0649 | 13.04 | 7.4165 | 0.42042
[8 empty] | 1305 | 8 | 7.6649 | 13.05 | 7.7207 | 0.0031108
[8 empty] | 1306 | 8.4 | 8.0649 | 13.06 | 7.9907 | 0.0054958
[8 empty] | 1307 | 8.8 | 8.4649 | 13.07 | 8.2256 | 0.057264
[8 empty] | 1308 | 8.8 | 8.4649 | 13.08 | 8.4241 | 0.0016597
[8 empty] | 1309 | 8.8 | 8.4649 | 13.09 | 8.5856 | 0.014566
[8 empty] | 1310 | 9.2 | 8.8649 | 13.1 | 8.7092 | 0.024245
[8 empty] | 1311 | 9.2 | 8.8649 | 13.11 | 8.7944 | 0.0049644
[8 empty] | 1312 | 9.2 | 8.8649 | 13.12 | 8.841 | 0.00057217
[8 empty] | 1313 | 9.2 | 8.8649 | 13.13 | 8.8486 | 0.00026508
[8 empty] | 1314 | 9.2 | 8.8649 | 13.14 | 8.8173 | 0.0022618
[8 empty] | 1315 | 9.2 | 8.8649 | 13.15 | 8.7473 | 0.013829
[8 empty] | 1316 | 9.2 | 8.8649 | 13.16 | 8.6388 | 0.05111
[8 empty] | 1317 | 9.2 | 8.8649 | 13.17 | 8.4924 | 0.13875
[8 empty] | 1318 | 8.4 | 8.0649 | 13.18 | 8.3087 | 0.05944
[8 empty] | 1319 | 8.4 | 8.0649 | 13.19 | 8.0885 | 0.00055884
[8 empty] | 1320 | 8.4 | 8.0649 | 13.2 | 7.8329 | 0.053823
[8 empty] | 1321 | 8 | 7.6649 | 13.21 | 7.5429 | 0.014877
[8 empty] | 1322 | 7.6 | 7.2649 | 13.22 | 7.2199 | 0.0020244
[8 empty] | 1323 | 7.6 | 7.2649 | 13.23 | 6.8653 | 0.1597
[8 empty] | 1324 | 6.8 | 6.4649 | 13.24 | 6.4806 | 0.00024667
[8 empty] | 1325 | 6.8 | 6.4649 | 13.25 | 6.0676 | 0.15785
[8 empty] | 1326 | 6 | 5.6649 | 13.26 | 5.6281 | 0.0013546
[8 empty] | 1327 | 5.6 | 5.2649 | 13.27 | 5.164 | 0.010176
[8 empty] | 1328 | 4.8 | 4.4649 | 13.28 | 4.6774 | 0.045176
[8 empty] | 1329 | 4.4 | 4.0649 | 13.29 | 4.1705 | 0.011153
[8 empty] | 1330 | 4 | 3.6649 | 13.3 | 3.6454 | 0.00037837
[8 empty] | 1331 | 3.6 | 3.2649 | 13.31 | 3.1046 | 0.025702
[8 empty] | 1332 | 2.8 | 2.4649 | 13.32 | 2.5503 | 0.0072928
[8 empty] | 1333 | 2.4 | 2.0649 | 13.33 | 1.985 | 0.0063782
[8 empty] | 1334 | 1.6 | 1.2649 | 13.34 | 1.4113 | 0.02143
[8 empty] | 1335 | 1.2 | 0.86488 | 13.35 | 0.83156 | 0.00111
[8 empty] | 1336 | 0.8 | 0.46488 | 13.36 | 0.24845 | 0.046842
[8 empty] | 1337 | 0 | -0.33512 | 13.37 | -0.3355 | 1.4818e-07
[8 empty] | 1338 | -0.8 | -1.1351 | 13.38 | -0.91773 | 0.047257
[8 empty] | 1339 | -1.2 | -1.5351 | 13.39 | -1.4957 | 0.001556
[8 empty] | 1340 | -2 | -2.3351 | 13.4 | -2.0668 | 0.072002
[8 empty] | 1341 | -2 | -2.3351 | 13.41 | -2.6286 | 0.086111
[8 empty] | 1342 | -2.8 | -3.1351 | 13.42 | -3.1785 | 0.0018857
[8 empty] | 1343 | -3.2 | -3.5351 | 13.43 | -3.7143 | 0.032108
[8 empty] | 1344 | -3.6 | -3.9351 | 13.44 | -4.2335 | 0.089034
[8 empty] | 1345 | -4.4 | -4.7351 | 13.45 | -4.7339 | 1.5816e-06
[8 empty] | 1346 | -5.2 | -5.5351 | 13.46 | -5.2132 | 0.10364
[8 empty] | 1347 | -5.2 | -5.5351 | 13.47 | -5.6694 | 0.018025
[8 empty] | 1348 | -5.6 | -5.9351 | 13.48 | -6.1004 | 0.02733
[8 empty] | 1349 | -6.4 | -6.7351 | 13.49 | -6.5045 | 0.053191
[8 empty] | 1350 | -6.4 | -6.7351 | 13.5 | -6.8798 | 0.020921
[8 empty] | 1351 | -6.8 | -7.1351 | 13.51 | -7.2246 | 0.0080091
[8 empty] | 1352 | -7.2 | -7.5351 | 13.52 | -7.5375 | 5.8977e-06
[8 empty] | 1353 | -7.2 | -7.5351 | 13.53 | -7.8172 | 0.07957
[8 empty] | 1354 | -7.6 | -7.9351 | 13.54 | -8.0624 | 0.016189
[8 empty] | 1355 | -8 | -8.3351 | 13.55 | -8.2719 | 0.0039905
[8 empty] | 1356 | -8 | -8.3351 | 13.56 | -8.4451 | 0.01209
[8 empty] | 1357 | -8.4 | -8.7351 | 13.57 | -8.581 | 0.023756
[8 empty] | 1358 | -8.4 | -8.7351 | 13.58 | -8.6791 | 0.0031373
[8 empty] | 1359 | -8.4 | -8.7351 | 13.59 | -8.739 | 1.5189e-05
[8 empty] | 1360 | -8.4 | -8.7351 | 13.6 | -8.7605 | 0.00064259
[8 empty] | 1361 | -8.4 | -8.7351 | 13.61 | -8.7434 | 6.8344e-05
[8 empty] | 1362 | -8.4 | -8.7351 | 13.62 | -8.6879 | 0.0022333
[8 empty] | 1363 | -8 | -8.3351 | 13.63 | -8.5942 | 0.067099
[8 empty] | 1364 | -8 | -8.3351 | 13.64 | -8.4627 | 0.016275
[8 empty] | 1365 | -8 | -8.3351 | 13.65 | -8.2941 | 0.0016848
[8 empty] | 1366 | -7.6 | -7.9351 | 13.66 | -8.0891 | 0.023695
[8 empty] | 1367 | -7.2 | -7.5351 | 13.67 | -7.8485 | 0.098235
[8 empty] | 1368 | -7.2 | -7.5351 | 13.68 | -7.5736 | 0.0014828
[8 empty] | 1369 | -7.2 | -7.5351 | 13.69 | -7.2655 | 0.072683
[8 empty] | 1370 | -6 | -6.3351 | 13.7 | -6.9256 | 0.34866
[8 empty] | 1371 | -6.4 | -6.7351 | 13.71 | -6.5554 | 0.032312
[8 empty] | 1372 | -6 | -6.3351 | 13.72 | -6.1565 | 0.031918
[8 empty] | 1373 | -5.2 | -5.5351 | 13.73 | -5.7307 | 0.038236
[8 empty] | 1374 | -4.8 | -5.1351 | 13.74 | -5.2798 | 0.020943
[8 empty] | 1375 | -4.8 | -5.1351 | 13.75 | -4.806 | 0.10833
[8 empty] | 1376 | -4 | -4.3351 | 13.76 | -4.3112 | 0.00057151
[8 empty] | 1377 | -3.6 | -3.9351 | 13.77 | -3.7977 | 0.018887
[8 empty] | 1378 | -2.8 | -3.1351 | 13.78 | -3.2677 | 0.017574
[8 empty] | 1379 | -2.4 | -2.7351 | 13.79 | -2.7235 | 0.00013402
[8 empty] | 1380 | -2 | -2.3351 | 13.8 | -2.1677 | 0.028044
[8 empty] | 1381 | -1.2 | -1.5351 | 13.81 | -1.6025 | 0.0045368
[8 empty] | 1382 | -0.8 | -1.1351 | 13.82 | -1.0305 | 0.010947
[8 empty] | 1383 | 0 | -0.33512 | 13.83 | -0.45422 | 0.014185
[8 empty] | 1384 | 0.4 | 0.06488 | 13.84 | 0.1238 | 0.003471
[8 empty] | 1385 | 1.2 | 0.86488 | 13.85 | 0.70102 | 0.02685
[8 empty] | 1386 | 1.2 | 0.86488 | 13.86 | 1.2749 | 0.16813
[8 empty] | 1387 | 2.4 | 2.0649 | 13.87 | 1.843 | 0.049252
[8 empty] | 1388 | 2.8 | 2.4649 | 13.88 | 2.4026 | 0.0038734
[8 empty] | 1389 | 3.6 | 3.2649 | 13.89 | 2.9515 | 0.098191
[8 empty] | 1390 | 4 | 3.6649 | 13.9 | 3.4872 | 0.031573
[8 empty] | 1391 | 4.4 | 4.0649 | 13.91 | 4.0073 | 0.0033163
[8 empty] | 1392 | 4.8 | 4.4649 | 13.92 | 4.5095 | 0.0019951
[8 empty] | 1393 | 5.6 | 5.2649 | 13.93 | 4.9918 | 0.074599
[8 empty] | 1394 | 6 | 5.6649 | 13.94 | 5.4518 | 0.045404
[8 empty] | 1395 | 6 | 5.6649 | 13.95 | 5.8877 | 0.049636
[8 empty] | 1396 | 6.4 | 6.0649 | 13.96 | 6.2975 | 0.054096
[8 empty] | 1397 | 7.2 | 6.8649 | 13.97 | 6.6794 | 0.034407
[8 empty] | 1398 | 7.6 | 7.2649 | 13.98 | 7.0318 | 0.054339
[8 empty] | 1399 | 7.6 | 7.2649 | 13.99 | 7.3531 | 0.0077797
[8 empty] | 1400 | 7.6 | 7.2649 | 14 | 7.6419 | 0.14216
[8 empty] | 1401 | 8.4 | 8.0649 | 14.01 | 7.897 | 0.028176
[8 empty] | 1402 | 8.4 | 8.0649 | 14.02 | 8.1173 | 0.0027466
[8 empty] | 1403 | 8.8 | 8.4649 | 14.03 | 8.3018 | 0.026607
[8 empty] | 1404 | 8.8 | 8.4649 | 14.04 | 8.4496 | 0.00023199
[8 empty] | 1405 | 9.2 | 8.8649 | 14.05 | 8.5603 | 0.092761
[8 empty] | 1406 | 9.2 | 8.8649 | 14.06 | 8.6333 | 0.053636
[8 empty] | 1407 | 9.2 | 8.8649 | 14.07 | 8.6683 | 0.03866
[8 empty] | 1408 | 9.2 | 8.8649 | 14.08 | 8.6651 | 0.039913
[8 empty] | 1409 | 9.2 | 8.8649 | 14.09 | 8.6238 | 0.058104
[8 empty] | 1410 | 8.8 | 8.4649 | 14.1 | 8.5447 | 0.006365
[8 empty] | 1411 | 9.2 | 8.8649 | 14.11 | 8.4279 | 0.19091
[8 empty] | 1412 | 8.4 | 8.0649 | 14.12 | 8.2742 | 0.043823
[8 empty] | 1413 | 8.4 | 8.0649 | 14.13 | 8.0842 | 0.00037219
[8 empty] | 1414 | 8.4 | 8.0649 | 14.14 | 7.8587 | 0.042529
[8 empty] | 1415 | 7.6 | 7.2649 | 14.15 | 7.5987 | 0.11142
[8 empty] | 1416 | 7.6 | 7.2649 | 14.16 | 7.3054 | 0.0016412
[8 empty] | 1417 | 7.6 | 7.2649 | 14.17 | 6.9801 | 0.081095
[8 empty] | 1418 | 7.2 | 6.8649 | 14.18 | 6.6243 | 0.057894
[8 empty] | 1419 | 6.8 | 6.4649 | 14.19 | 6.2395 | 0.050818
[8 empty] | 1420 | 6.4 | 6.0649 | 14.2 | 5.8274 | 0.056415
[8 empty] | 1421 | 5.6 | 5.2649 | 14.21 | 5.3898 | 0.01561
[8 empty] | 1422 | 5.2 | 4.8649 | 14.22 | 4.9288 | 0.0040817
[8 empty] | 1423 | 4.8 | 4.4649 | 14.23 | 4.4462 | 0.00034749
[8 empty] | 1424 | 4.4 | 4.0649 | 14.24 | 3.9444 | 0.014524
[8 empty] | 1425 | 4 | 3.6649 | 14.25 | 3.4254 | 0.05737
[8 empty] | 1426 | 3.2 | 2.8649 | 14.26 | 2.8915 | 0.00070947
[8 empty] | 1427 | 2.8 | 2.4649 | 14.27 | 2.3452 | 0.014327
[8 empty] | 1428 | 2 | 1.6649 | 14.28 | 1.7888 | 0.015351
[8 empty] | 1429 | 1.6 | 1.2649 | 14.29 | 1.2247 | 0.0016109
[8 empty] | 1430 | 1.2 | 0.86488 | 14.3 | 0.65557 | 0.043812
[8 empty] | 1431 | 0.4 | 0.06488 | 14.31 | 0.083751 | 0.00035613
[8 empty] | 1432 | 0 | -0.33512 | 14.32 | -0.48819 | 0.023429
[8 empty] | 1433 | -0.4 | -0.73512 | 14.33 | -1.0577 | 0.10408
[8 empty] | 1434 | -1.2 | -1.5351 | 14.34 | -1.6224 | 0.0076136
[8 empty] | 1435 | -1.6 | -1.9351 | 14.35 | -2.1796 | 0.059792
[8 empty] | 1436 | -2.4 | -2.7351 | 14.36 | -2.7271 | 6.4506e-05
[8 empty] | 1437 | -2.8 | -3.1351 | 14.37 | -3.2623 | 0.016176
[8 empty] | 1438 | -3.6 | -3.9351 | 14.38 | -3.7829 | 0.023158
[8 empty] | 1439 | -4 | -4.3351 | 14.39 | -4.2867 | 0.0023427
[8 empty] | 1440 | -4.4 | -4.7351 | 14.4 | -4.7714 | 0.0013182
[8 empty] | 1441 | -4.8 | -5.1351 | 14.41 | -5.2349 | 0.0099649
[8 empty] | 1442 | -5.2 | -5.5351 | 14.42 | -5.6752 | 0.019634
[8 empty] | 1443 | -5.6 | -5.9351 | 14.43 | -6.0904 | 0.024109
[8 empty] | 1444 | -6 | -6.3351 | 14.44 | -6.4786 | 0.02058
[8 empty] | 1445 | -6 | -6.3351 | 14.45 | -6.8381 | 0.25299
[8 empty] | 1446 | -6.8 | -7.1351 | 14.46 | -7.1674 | 0.0010424
[8 empty] | 1447 | -6.8 | -7.1351 | 14.47 | -7.465 | 0.10885
[8 empty] | 1448 | -7.2 | -7.5351 | 14.48 | -7.7297 | 0.037874
[8 empty] | 1449 | -7.2 | -7.5351 | 14.49 | -7.9603 | 0.18079
[8 empty] | 1450 | -7.6 | -7.9351 | 14.5 | -8.1558 | 0.048691
[8 empty] | 1451 | -8 | -8.3351 | 14.51 | -8.3153 | 0.00039277
[8 empty] | 1452 | -8.4 | -8.7351 | 14.52 | -8.4382 | 0.08817
[8 empty] | 1453 | -8.4 | -8.7351 | 14.53 | -8.5239 | 0.04461
[8 empty] | 1454 | -7.6 | -7.9351 | 14.54 | -8.5721 | 0.40576
[8 empty] | 1455 | -8.4 | -8.7351 | 14.55 | -8.5826 | 0.023264
[8 empty] | 1456 | -8.4 | -8.7351 | 14.56 | -8.5553 | 0.032324
[8 empty] | 1457 | -8 | -8.3351 | 14.57 | -8.4905 | 0.024129
[8 empty] | 1458 | -8.4 | -8.7351 | 14.58 | -8.3883 | 0.1203
[8 empty] | 1459 | -8 | -8.3351 | 14.59 | -8.2492 | 0.0073751
[8 empty] | 1460 | -7.6 | -7.9351 | 14.6 | -8.074 | 0.019286
[8 empty] | 1461 | -7.2 | -7.5351 | 14.61 | -7.8633 | 0.10771
[8 empty] | 1462 | -7.2 | -7.5351 | 14.62 | -7.6181 | 0.0068939
[8 empty] | 1463 | -6.8 | -7.1351 | 14.63 | -7.3396 | 0.041806
[8 empty] | 1464 | -6.4 | -6.7351 | 14.64 | -7.0289 | 0.086287
[8 empty] | 1465 | -6 | -6.3351 | 14.65 | -6.6874 | 0.12408
[8 empty] | 1466 | -6 | -6.3351 | 14.66 | -6.3166 | 0.00034259
[8 empty] | 1467 | -5.6 | -5.9351 | 14.67 | -5.9182 | 0.00028513
[8 empty] | 1468 | -5.2 | -5.5351 | 14.68 | -5.494 | 0.0016906
[8 empty] | 1469 | -4.4 | -4.7351 | 14.69 | -5.0458 | 0.096518
[8 empty] | 1470 | -4.4 | -4.7351 | 14.7 | -4.5756 | 0.02545
[8 empty] | 1471 | -3.6 | -3.9351 | 14.71 | -4.0855 | 0.022603
[8 empty] | 1472 | -2.8 | -3.1351 | 14.72 | -3.5776 | 0.19577
[8 empty] | 1473 | -2.4 | -2.7351 | 14.73 | -3.0542 | 0.10181
[8 empty] | 1474 | -2 | -2.3351 | 14.74 | -2.5176 | 0.033296
[8 empty] | 1475 | -1.2 | -1.5351 | 14.75 | -1.9702 | 0.18925
[8 empty] | 1476 | -1.2 | -1.5351 | 14.76 | -1.4143 | 0.014602
[8 empty] | 1477 | -0.4 | -0.73512 | 14.77 | -0.85244 | 0.013763
[8 empty] | 1478 | 0.4 | 0.06488 | 14.78 | -0.28708 | 0.12388
[8 empty] | 1479 | 0.8 | 0.46488 | 14.79 | 0.27929 | 0.034443
[8 empty] | 1480 | 1.2 | 0.86488 | 14.8 | 0.84419 | 0.00042791
[8 empty] | 1481 | 2 | 1.6649 | 14.81 | 1.4051 | 0.067465
[8 empty] | 1482 | 2 | 1.6649 | 14.82 | 1.9597 | 0.086897
[8 empty] | 1483 | 2.8 | 2.4649 | 14.83 | 2.5053 | 0.0016363
[8 empty] | 1484 | 3.6 | 3.2649 | 14.84 | 3.0397 | 0.050685
[8 empty] | 1485 | 4 | 3.6649 | 14.85 | 3.5606 | 0.010882
[8 empty] | 1486 | 4.4 | 4.0649 | 14.86 | 4.0655 | 3.8083e-07
[8 empty] | 1487 | 5.2 | 4.8649 | 14.87 | 4.5523 | 0.097684
[8 empty] | 1488 | 5.2 | 4.8649 | 14.88 | 5.0189 | 0.023736
[8 empty] | 1489 | 6 | 5.6649 | 14.89 | 5.4633 | 0.040642
[8 empty] | 1490 | 6 | 5.6649 | 14.9 | 5.8834 | 0.047751
[8 empty] | 1491 | 6.4 | 6.0649 | 14.91 | 6.2775 | 0.045193
[8 empty] | 1492 | 7.2 | 6.8649 | 14.92 | 6.6438 | 0.048896
[8 empty] | 1493 | 7.2 | 6.8649 | 14.93 | 6.9807 | 0.013407
[8 empty] | 1494 | 7.6 | 7.2649 | 14.94 | 7.2867 | 0.00047791
[8 empty] | 1495 | 8.4 | 8.0649 | 14.95 | 7.5606 | 0.25426
[8 empty] | 1496 | 8 | 7.6649 | 14.96 | 7.8012 | 0.018573
[8 empty] | 1497 | 8.4 | 8.0649 | 14.97 | 8.0073 | 0.0033176
[8 empty] | 1498 | 8.4 | 8.0649 | 14.98 | 8.1781 | 0.012818
[8 empty] | 1499 | 8.8 | 8.4649 | 14.99 | 8.3129 | 0.023105
[8 empty] | 1500 | 9.2 | 8.8649 | 15 | 8.411 | 0.20597
[8 empty] | 1501 | 8.8 | 8.4649 | 15.01 | 8.4722 | 5.3143e-05
[8 empty] | 1502 | 8.8 | 8.4649 | 15.02 | 8.496 | 0.00096957
[8 empty] | 1503 | 9.2 | 8.8649 | 15.03 | 8.4825 | 0.14622
[8 empty] | 1504 | 8.8 | 8.4649 | 15.04 | 8.4317 | 0.0011028
[8 empty] | 1505 | 8.4 | 8.0649 | 15.05 | 8.3438 | 0.077792
[8 empty] | 1506 | 8.8 | 8.4649 | 15.06 | 8.2193 | 0.06033
[8 empty] | 1507 | 8.4 | 8.0649 | 15.07 | 8.0586 | 3.9044e-05
[8 empty] | 1508 | 8.8 | 8.4649 | 15.08 | 7.8626 | 0.3627
[8 empty] | 1509 | 8 | 7.6649 | 15.09 | 7.6321 | 0.0010714
[8 empty] | 1510 | 7.6 | 7.2649 | 15.1 | 7.3682 | 0.010674
[8 empty] | 1511 | 7.6 | 7.2649 | 15.11 | 7.072 | 0.037221
[8 empty] | 1512 | 7.2 | 6.8649 | 15.12 | 6.7447 | 0.014434
[8 empty] | 1513 | 6.4 | 6.0649 | 15.13 | 6.388 | 0.10441
[8 empty] | 1514 | 6.4 | 6.0649 | 15.14 | 6.0033 | 0.0037878
[8 empty] | 1515 | 6 | 5.6649 | 15.15 | 5.5924 | 0.0052493
[8 empty] | 1516 | 5.6 | 5.2649 | 15.16 | 5.1571 | 0.011615
[8 empty] | 1517 | 5.2 | 4.8649 | 15.17 | 4.6993 | 0.02742
[8 empty] | 1518 | 4.4 | 4.0649 | 15.18 | 4.221 | 0.024376
[8 empty] | 1519 | 4 | 3.6649 | 15.19 | 3.7244 | 0.0035388
[8 empty] | 1520 | 3.6 | 3.2649 | 15.2 | 3.2116 | 0.0028426
[8 empty] | 1521 | 3.6 | 3.2649 | 15.21 | 2.6849 | 0.33643
[8 empty] | 1522 | 2.4 | 2.0649 | 15.22 | 2.1466 | 0.0066735
[8 empty] | 1523 | 2 | 1.6649 | 15.23 | 1.5991 | 0.00433
[8 empty] | 1524 | 1.2 | 0.86488 | 15.24 | 1.0448 | 0.032367
[8 empty] | 1525 | 0.8 | 0.46488 | 15.25 | 0.48614 | 0.00045202
[8 empty] | 1526 | 0 | -0.33512 | 15.26 | -0.074403 | 0.067974
[8 empty] | 1527 | -0.4 | -0.73512 | 15.27 | -0.63438 | 0.010149
[8 empty] | 1528 | -0.8 | -1.1351 | 15.28 | -1.1913 | 0.0031585
[8 empty] | 1529 | -1.2 | -1.5351 | 15.29 | -1.7428 | 0.043125
[8 empty] | 1530 | -2 | -2.3351 | 15.3 | -2.2863 | 0.0023787
[8 empty] | 1531 | -2.4 | -2.7351 | 15.31 | -2.8196 | 0.0071406
[8 empty] | 1532 | -2.4 | -2.7351 | 15.32 | -3.3403 | 0.3662
[8 empty] | 1533 | -3.6 | -3.9351 | 15.33 | -3.846 | 0.0079428
[8 empty] | 1534 | -4 | -4.3351 | 15.34 | -4.3346 | 2.7289e-07
[8 empty] | 1535 | -4 | -4.3351 | 15.35 | -4.8039 | 0.21978
[8 empty] | 1536 | -5.2 | -5.5351 | 15.36 | -5.2519 | 0.0802
[8 empty] | 1537 | -5.2 | -5.5351 | 15.37 | -5.6766 | 0.020026
[8 empty] | 1538 | -5.6 | -5.9351 | 15.38 | -6.0762 | 0.019903
[8 empty] | 1539 | -6.4 | -6.7351 | 15.39 | -6.4489 | 0.08194
[8 empty] | 1540 | -6.8 | -7.1351 | 15.4 | -6.793 | 0.11703
[8 empty] | 1541 | -6.8 | -7.1351 | 15.41 | -7.1071 | 0.00078255
[8 empty] | 1542 | -7.2 | -7.5351 | 15.42 | -7.3899 | 0.021093
[8 empty] | 1543 | -7.2 | -7.5351 | 15.43 | -7.64 | 0.011
[8 empty] | 1544 | -7.6 | -7.9351 | 15.44 | -7.8564 | 0.0061944
[8 empty] | 1545 | -8 | -8.3351 | 15.45 | -8.0382 | 0.08817
[8 empty] | 1546 | -8 | -8.3351 | 15.46 | -8.1845 | 0.022678
[8 empty] | 1547 | -8.4 | -8.7351 | 15.47 | -8.2948 | 0.19387
[8 empty] | 1548 | -8 | -8.3351 | 15.48 | -8.3686 | 0.0011194
[8 empty] | 1549 | -8.4 | -8.7351 | 15.49 | -8.4055 | 0.10865
[8 empty] | 1550 | -7.6 | -7.9351 | 15.5 | -8.4055 | 0.22121
[8 empty] | 1551 | -8.4 | -8.7351 | 15.51 | -8.3684 | 0.13446
[8 empty] | 1552 | -7.6 | -7.9351 | 15.52 | -8.2946 | 0.12925
[8 empty] | 1553 | -7.6 | -7.9351 | 15.53 | -8.1844 | 0.062135
[8 empty] | 1554 | -7.6 | -7.9351 | 15.54 | -8.0382 | 0.010625
[8 empty] | 1555 | -7.2 | -7.5351 | 15.55 | -7.8567 | 0.10343
[8 empty] | 1556 | -7.2 | -7.5351 | 15.56 | -7.6408 | 0.011162
[8 empty] | 1557 | -7.2 | -7.5351 | 15.57 | -7.3913 | 0.020681
[8 empty] | 1558 | -6.8 | -7.1351 | 15.58 | -7.1095 | 0.00065862
[8 empty] | 1559 | -6.4 | -6.7351 | 15.59 | -6.7965 | 0.0037624
[8 empty] | 1560 | -6.4 | -6.7351 | 15.6 | -6.4537 | 0.079194
[8 empty] | 1561 | -5.6 | -5.9351 | 15.61 | -6.0827 | 0.021786
[8 empty] | 1562 | -5.2 | -5.5351 | 15.62 | -5.6851 | 0.022508
[8 empty] | 1563 | -5.2 | -5.5351 | 15.63 | -5.2627 | 0.07419
[8 empty] | 1564 | -4 | -4.3351 | 15.64 | -4.8174 | 0.23257
[8 empty] | 1565 | -4 | -4.3351 | 15.65 | -4.351 | 0.00025264
[8 empty] | 1566 | -3.6 | -3.9351 | 15.66 | -3.8657 | 0.0048161
[8 empty] | 1567 | -2.8 | -3.1351 | 15.67 | -3.3636 | 0.05222
[8 empty] | 1568 | -2.4 | -2.7351 | 15.68 | -2.847 | 0.012512
[8 empty] | 1569 | -2 | -2.3351 | 15.69 | -2.318 | 0.00029236
[8 empty] | 1570 | -1.2 | -1.5351 | 15.7 | -1.7791 | 0.059526
[8 empty] | 1571 | -0.8 | -1.1351 | 15.71 | -1.2326 | 0.0094993
[8 empty] | 1572 | -0.4 | -0.73512 | 15.72 | -0.68088 | 0.0029414
[8 empty] | 1573 | 0 | -0.33512 | 15.73 | -0.12643 | 0.043552
[8 empty] | 1574 | 0.8 | 0.46488 | 15.74 | 0.42834 | 0.0013349
[8 empty] | 1575 | 1.2 | 0.86488 | 15.75 | 0.98099 | 0.013483
[8 empty] | 1576 | 1.6 | 1.2649 | 15.76 | 1.5291 | 0.069808
[8 empty] | 1577 | 2.4 | 2.0649 | 15.77 | 2.0702 | 2.8622e-05
[8 empty] | 1578 | 2.8 | 2.4649 | 15.78 | 2.602 | 0.01881
[8 empty] | 1579 | 3.6 | 3.2649 | 15.79 | 3.1222 | 0.020369
[8 empty] | 1580 | 4 | 3.6649 | 15.8 | 3.6283 | 0.0013357
[8 empty] | 1581 | 4.4 | 4.0649 | 15.81 | 4.1183 | 0.0028572
[8 empty] | 1582 | 4.8 | 4.4649 | 15.82 | 4.59 | 0.015658
[8 empty] | 1583 | 5.6 | 5.2649 | 15.83 | 5.0413 | 0.049988
[8 empty] | 1584 | 6 | 5.6649 | 15.84 | 5.4702 | 0.037891
[8 empty] | 1585 | 6 | 5.6649 | 15.85 | 5.8749 | 0.044112
[8 empty] | 1586 | 6.4 | 6.0649 | 15.86 | 6.2536 | 0.035609
[8 empty] | 1587 | 6.8 | 6.4649 | 15.87 | 6.6046 | 0.01952
[8 empty] | 1588 | 7.6 | 7.2649 | 15.88 | 6.9264 | 0.11456
[8 empty] | 1589 | 7.6 | 7.2649 | 15.89 | 7.2176 | 0.0022332
[8 empty] | 1590 | 7.6 | 7.2649 | 15.9 | 7.477 | 0.044983
[8 empty] | 1591 | 8.4 | 8.0649 | 15.91 | 7.7033 | 0.13072
[8 empty] | 1592 | 8.4 | 8.0649 | 15.92 | 7.8957 | 0.028617
[8 empty] | 1593 | 8.4 | 8.0649 | 15.93 | 8.0533 | 0.00013431
[8 empty] | 1594 | 8.8 | 8.4649 | 15.94 | 8.1754 | 0.083807
[8 empty] | 1595 | 8.4 | 8.0649 | 15.95 | 8.2615 | 0.038649
[8 empty] | 1596 | 8.8 | 8.4649 | 15.96 | 8.3112 | 0.023619
[8 empty] | 1597 | 8.8 | 8.4649 | 15.97 | 8.3243 | 0.01975
[8 empty] | 1598 | 8.8 | 8.4649 | 15.98 | 8.3009 | 0.026895
[8 empty] | 1599 | 8.4 | 8.0649 | 15.99 | 8.2409 | 0.030992
[8 empty] | 1600 | 8.4 | 8.0649 | 16 | 8.1448 | 0.0063799
[8 empty] | 1601 | 8.4 | 8.0649 | 16.01 | 8.0128 | 0.0027117
[8 empty] | 1602 | 8.8 | 8.4649 | 16.02 | 7.8457 | 0.38341
[8 empty] | 1603 | 7.6 | 7.2649 | 16.03 | 7.6441 | 0.14382
[8 empty] | 1604 | 7.6 | 7.2649 | 16.04 | 7.409 | 0.020779
[8 empty] | 1605 | 7.2 | 6.8649 | 16.05 | 7.1415 | 0.076497
[8 empty] | 1606 | 7.2 | 6.8649 | 16.06 | 6.8426 | 0.00049631
[8 empty] | 1607 | 6.8 | 6.4649 | 16.07 | 6.5138 | 0.0023912
[8 empty] | 1608 | 6 | 5.6649 | 16.08 | 6.1565 | 0.24165
[8 empty] | 1609 | 6.4 | 6.0649 | 16.09 | 5.7722 | 0.085656
[8 empty] | 1610 | 5.6 | 5.2649 | 16.1 | 5.3627 | 0.0095777
[8 empty] | 1611 | 5.2 | 4.8649 | 16.11 | 4.9299 | 0.0042243
[8 empty] | 1612 | 4.8 | 4.4649 | 16.12 | 4.4755 | 0.00011302
[8 empty] | 1613 | 4.4 | 4.0649 | 16.13 | 4.0017 | 0.0039966
[8 empty] | 1614 | 3.6 | 3.2649 | 16.14 | 3.5104 | 0.060289
[8 empty] | 1615 | 3.2 | 2.8649 | 16.15 | 3.0039 | 0.01934
[8 empty] | 1616 | 2.8 | 2.4649 | 16.16 | 2.4845 | 0.00038441
[8 empty] | 1617 | 2 | 1.6649 | 16.17 | 1.9543 | 0.083777
[8 empty] | 1618 | 1.6 | 1.2649 | 16.18 | 1.4158 | 0.022775
[8 empty] | 1619 | 0.8 | 0.46488 | 16.19 | 0.87127 | 0.16515
[8 empty] | 1620 | 0.8 | 0.46488 | 16.2 | 0.32315 | 0.020088
[8 empty] | 1621 | 0.4 | 0.06488 | 16.21 | -0.22616 | 0.084702
[8 empty] | 1622 | -0.4 | -0.73512 | 16.22 | -0.77423 | 0.0015296
[8 empty] | 1623 | -1.2 | -1.5351 | 16.23 | -1.3187 | 0.046853
[8 empty] | 1624 | -1.6 | -1.9351 | 16.24 | -1.8571 | 0.0060928
[8 empty] | 1625 | -2 | -2.3351 | 16.25 | -2.3871 | 0.0026982
[8 empty] | 1626 | -2.4 | -2.7351 | 16.26 | -2.9063 | 0.029316
[8 empty] | 1627 | -2.8 | -3.1351 | 16.27 | -3.4126 | 0.077001
[8 empty] | 1628 | -3.6 | -3.9351 | 16.28 | -3.9037 | 0.00099006
[8 empty] | 1629 | -4 | -4.3351 | 16.29 | -4.3773 | 0.0017809
[8 empty] | 1630 | -4.8 | -5.1351 | 16.3 | -4.8315 | 0.092165
[8 empty] | 1631 | -4.4 | -4.7351 | 16.31 | -5.2643 | 0.28003
[8 empty] | 1632 | -5.6 | -5.9351 | 16.32 | -5.6737 | 0.068322
[8 empty] | 1633 | -5.2 | -5.5351 | 16.33 | -6.058 | 0.27345
[8 empty] | 1634 | -6 | -6.3351 | 16.34 | -6.4155 | 0.0064672
[8 empty] | 1635 | -6.8 | -7.1351 | 16.35 | -6.7447 | 0.15245
[8 empty] | 1636 | -6.8 | -7.1351 | 16.36 | -7.044 | 0.0083031
[8 empty] | 1637 | -6.8 | -7.1351 | 16.37 | -7.3122 | 0.031365
[8 empty] | 1638 | -7.2 | -7.5351 | 16.38 | -7.5482 | 0.00017036
[8 empty] | 1639 | -7.6 | -7.9351 | 16.39 | -7.7508 | 0.033964
[8 empty] | 1640 | -8 | -8.3351 | 16.4 | -7.9193 | 0.1729
[8 empty] | 1641 | -7.2 | -7.5351 | 16.41 | -8.0529 | 0.26809
[8 empty] | 1642 | -8 | -8.3351 | 16.42 | -8.151 | 0.033898
[8 empty] | 1643 | -8 | -8.3351 | 16.43 | -8.2132 | 0.014857
[8 empty] | 1644 | -8 | -8.3351 | 16.44 | -8.2393 | 0.0091798
[8 empty] | 1645 | -7.6 | -7.9351 | 16.45 | -8.2291 | 0.08645
[8 empty] | 1646 | -8 | -8.3351 | 16.46 | -8.1828 | 0.023203
[8 empty] | 1647 | -7.6 | -7.9351 | 16.47 | -8.1005 | 0.027343
[8 empty] | 1648 | -7.6 | -7.9351 | 16.48 | -7.9826 | 0.0022521
[8 empty] | 1649 | -7.6 | -7.9351 | 16.49 | -7.8296 | 0.01113
[8 empty] | 1650 | -6.8 | -7.1351 | 16.5 | -7.6423 | 0.25723
[8 empty] | 1651 | -7.2 | -7.5351 | 16.51 | -7.4214 | 0.012921
[8 empty] | 1652 | -7.2 | -7.5351 | 16.52 | -7.1681 | 0.13473
[8 empty] | 1653 | -6.4 | -6.7351 | 16.53 | -6.8833 | 0.021943
[8 empty] | 1654 | -6 | -6.3351 | 16.54 | -6.5683 | 0.054374
[8 empty] | 1655 | -6.4 | -6.7351 | 16.55 | -6.2246 | 0.26063
[8 empty] | 1656 | -5.2 | -5.5351 | 16.56 | -5.8537 | 0.10148
[8 empty] | 1657 | -5.6 | -5.9351 | 16.57 | -5.4572 | 0.22844
[8 empty] | 1658 | -4.8 | -5.1351 | 16.58 | -5.0368 | 0.0096612
[8 empty] | 1659 | -4.4 | -4.7351 | 16.59 | -4.5945 | 0.019768
[8 empty] | 1660 | -3.6 | -3.9351 | 16.6 | -4.1322 | 0.038842
[8 empty] | 1661 | -3.2 | -3.5351 | 16.61 | -3.6519 | 0.01364
[8 empty] | 1662 | -2.8 | -3.1351 | 16.62 | -3.1558 | 0.00042619
[8 empty] | 1663 | -2.4 | -2.7351 | 16.63 | -2.646 | 0.0079505
[8 empty] | 1664 | -1.6 | -1.9351 | 16.64 | -2.1247 | 0.035951
[8 empty] | 1665 | -1.2 | -1.5351 | 16.65 | -1.5944 | 0.0035121
[8 empty] | 1666 | -0.4 | -0.73512 | 16.66 | -1.0573 | 0.10377
[8 empty] | 1667 | -0.4 | -0.73512 | 16.67 | -0.51571 | 0.048141
[8 empty] | 1668 | 0.4 | 0.06488 | 16.68 | 0.027872 | 0.0013696
[8 empty] | 1669 | 1.2 | 0.86488 | 16.69 | 0.5711 | 0.086309
[8 empty] | 1670 | 1.2 | 0.86488 | 16.7 | 1.1116 | 0.060858
[8 empty] | 1671 | 2 | 1.6649 | 16.71 | 1.6469 | 0.00032214
[8 empty] | 1672 | 2.4 | 2.0649 | 16.72 | 2.1748 | 0.012086
[8 empty] | 1673 | 2.8 | 2.4649 | 16.73 | 2.6929 | 0.051997
[8 empty] | 1674 | 3.6 | 3.2649 | 16.74 | 3.1989 | 0.0043487
[8 empty] | 1675 | 4 | 3.6649 | 16.75 | 3.6907 | 0.00066544
[8 empty] | 1676 | 4.4 | 4.0649 | 16.76 | 4.166 | 0.01022
[8 empty] | 1677 | 5.2 | 4.8649 | 16.77 | 4.6227 | 0.058628
[8 empty] | 1678 | 5.2 | 4.8649 | 16.78 | 5.059 | 0.037681
[8 empty] | 1679 | 6 | 5.6649 | 16.79 | 5.4728 | 0.036892
[8 empty] | 1680 | 6 | 5.6649 | 16.8 | 5.8624 | 0.039004
[8 empty] | 1681 | 6.8 | 6.4649 | 16.81 | 6.226 | 0.057067
[8 empty] | 1682 | 7.2 | 6.8649 | 16.82 | 6.5621 | 0.091691
[8 empty] | 1683 | 7.2 | 6.8649 | 16.83 | 6.8692 | 1.8261e-05
[8 empty] | 1684 | 7.6 | 7.2649 | 16.84 | 7.1459 | 0.014158
[8 empty] | 1685 | 7.6 | 7.2649 | 16.85 | 7.3911 | 0.015928
[8 empty] | 1686 | 8.4 | 8.0649 | 16.86 | 7.6037 | 0.21271
[8 empty] | 1687 | 8.4 | 8.0649 | 16.87 | 7.7827 | 0.07961
[8 empty] | 1688 | 8.4 | 8.0649 | 16.88 | 7.9275 | 0.018878
[8 empty] | 1689 | 8.8 | 8.4649 | 16.89 | 8.0373 | 0.18282
[8 empty] | 1690 | 8 | 7.6649 | 16.9 | 8.1117 | 0.19969
[8 empty] | 1691 | 8.8 | 8.4649 | 16.91 | 8.1505 | 0.098849
[8 empty] | 1692 | 8.4 | 8.0649 | 16.92 | 8.1533 | 0.0078267
[8 empty] | 1693 | 8.8 | 8.4649 | 16.93 | 8.1204 | 0.11869
[8 empty] | 1694 | 8.4 | 8.0649 | 16.94 | 8.0517 | 0.00017416
[8 empty] | 1695 | 8 | 7.6649 | 16.95 | 7.9476 | 0.079944
[8 empty] | 1696 | 8 | 7.6649 | 16.96 | 7.8087 | 0.020672
[8 empty] | 1697 | 8 | 7.6649 | 16.97 | 7.6354 | 0.00086837
[8 empty] | 1698 | 7.6 | 7.2649 | 16.98 | 7.4287 | 0.026825
[8 empty] | 1699 | 7.6 | 7.2649 | 16.99 | 7.1893 | 0.005707
[8 empty] | 1700 | 7.6 | 7.2649 | 17 | 6.9185 | 0.11998
[8 empty] | 1701 | 7.2 | 6.8649 | 17.01 | 6.6173 | 0.061274
[8 empty] | 1702 | 6.4 | 6.0649 | 17.02 | 6.2872 | 0.049437
[8 empty] | 1703 | 6.4 | 6.0649 | 17.03 | 5.9296 | 0.018301
[8 empty] | 1704 | 6 | 5.6649 | 17.04 | 5.546 | 0.014121
[8 empty] | 1705 | 5.6 | 5.2649 | 17.05 | 5.1383 | 0.016029
[8 empty] | 1706 | 5.2 | 4.8649 | 17.06 | 4.7081 | 0.024586
[8 empty] | 1707 | 4.4 | 4.0649 | 17.07 | 4.2574 | 0.037052
[8 empty] | 1708 | 4.4 | 4.0649 | 17.08 | 3.7881 | 0.076592
[8 empty] | 1709 | 4 | 3.6649 | 17.09 | 3.3024 | 0.13137
[8 empty] | 1710 | 3.2 | 2.8649 | 17.1 | 2.8024 | 0.0039014
[8 empty] | 1711 | 2.8 | 2.4649 | 17.11 | 2.2903 | 0.030479
[8 empty] | 1712 | 2 | 1.6649 | 17.12 | 1.7683 | 0.010701
[8 empty] | 1713 | 2 | 1.6649 | 17.13 | 1.2388 | 0.18154
[8 empty] | 1714 | 1.2 | 0.86488 | 17.14 | 0.70406 | 0.025862
[8 empty] | 1715 | 0.4 | 0.06488 | 17.15 | 0.16645 | 0.010317
[8 empty] | 1716 | 0 | -0.33512 | 17.16 | -0.37165 | 0.0013347
[8 empty] | 1717 | -0.4 | -0.73512 | 17.17 | -0.9079 | 0.029851
[8 empty] | 1718 | -0.8 | -1.1351 | 17.18 | -1.4399 | 0.0929
[8 empty] | 1719 | -2 | -2.3351 | 17.19 | -1.9654 | 0.13671
[8 empty] | 1720 | -2 | -2.3351 | 17.2 | -2.482 | 0.021562
[8 empty] | 1721 | -2.8 | -3.1351 | 17.21 | -2.9874 | 0.021818
[8 empty] | 1722 | -3.2 | -3.5351 | 17.22 | -3.4795 | 0.0030931
[8 empty] | 1723 | -3.6 | -3.9351 | 17.23 | -3.9561 | 0.00043956
[8 empty] | 1724 | -3.6 | -3.9351 | 17.24 | -4.4151 | 0.23035
[8 empty] | 1725 | -4.4 | -4.7351 | 17.25 | -4.8544 | 0.014235
[8 empty] | 1726 | -5.2 | -5.5351 | 17.26 | -5.2723 | 0.069097
[8 empty] | 1727 | -5.2 | -5.5351 | 17.27 | -5.6667 | 0.017318
[8 empty] | 1728 | -5.6 | -5.9351 | 17.28 | -6.0361 | 0.010195
[8 empty] | 1729 | -6 | -6.3351 | 17.29 | -6.3788 | 0.0019044
[8 empty] | 1730 | -6 | -6.3351 | 17.3 | -6.6932 | 0.12824
[8 empty] | 1731 | -6.8 | -7.1351 | 17.31 | -6.9781 | 0.024646
[8 empty] | 1732 | -6.8 | -7.1351 | 17.32 | -7.2322 | 0.0094279
[8 empty] | 1733 | -7.2 | -7.5351 | 17.33 | -7.4544 | 0.0065169
[8 empty] | 1734 | -7.2 | -7.5351 | 17.34 | -7.6437 | 0.011787
[8 empty] | 1735 | -7.2 | -7.5351 | 17.35 | -7.7993 | 0.069787
[8 empty] | 1736 | -7.6 | -7.9351 | 17.36 | -7.9205 | 0.00021291
[8 empty] | 1737 | -7.6 | -7.9351 | 17.37 | -8.0069 | 0.0051497
[8 empty] | 1738 | -8 | -8.3351 | 17.38 | -8.058 | 0.076804
[8 empty] | 1739 | -7.6 | -7.9351 | 17.39 | -8.0736 | 0.019185
[8 empty] | 1740 | -7.6 | -7.9351 | 17.4 | -8.0538 | 0.014077
[8 empty] | 1741 | -7.6 | -7.9351 | 17.41 | -7.9985 | 0.0040159
[8 empty] | 1742 | -7.6 | -7.9351 | 17.42 | -7.9081 | 0.00073193
[8 empty] | 1743 | -8 | -8.3351 | 17.43 | -7.7829 | 0.30494
[8 empty] | 1744 | -6.8 | -7.1351 | 17.44 | -7.6236 | 0.23858
[8 empty] | 1745 | -6.8 | -7.1351 | 17.45 | -7.4308 | 0.087412
[8 empty] | 1746 | -6.8 | -7.1351 | 17.46 | -7.2054 | 0.0049375
[8 empty] | 1747 | -6.4 | -6.7351 | 17.47 | -6.9484 | 0.045493
[8 empty] | 1748 | -6.4 | -6.7351 | 17.48 | -6.661 | 0.0054956
[8 empty] | 1749 | -6 | -6.3351 | 17.49 | -6.3444 | 8.6047e-05
[8 empty] | 1750 | -5.6 | -5.9351 | 17.5 | -6 | 0.0042147
[8 empty] | 1751 | -5.2 | -5.5351 | 17.51 | -5.6294 | 0.0088977
[8 empty] | 1752 | -4.8 | -5.1351 | 17.52 | -5.2343 | 0.0098284
[8 empty] | 1753 | -4.4 | -4.7351 | 17.53 | -4.8162 | 0.0065773
[8 empty] | 1754 | -4 | -4.3351 | 17.54 | -4.3772 | 0.0017693
[8 empty] | 1755 | -3.6 | -3.9351 | 17.55 | -3.9191 | 0.00025711
[8 empty] | 1756 | -3.2 | -3.5351 | 17.56 | -3.444 | 0.0083119
[8 empty] | 1757 | -2.4 | -2.7351 | 17.57 | -2.9539 | 0.047854
[8 empty] | 1758 | -2 | -2.3351 | 17.58 | -2.451 | 0.013433
[8 empty] | 1759 | -1.6 | -1.9351 | 17.59 | -1.9376 | 6.1704e-06
[8 empty] | 1760 | -0.8 | -1.1351 | 17.6 | -1.4159 | 0.078831
[8 empty] | 1761 | -0.4 | -0.73512 | 17.61 | -0.88817 | 0.023424
[8 empty] | 1762 | 0 | -0.33512 | 17.62 | -0.35677 | 0.00046889
[8 empty] | 1763 | 0.4 | 0.06488 | 17.63 | 0.17596 | 0.012339
[8 empty] | 1764 | 1.2 | 0.86488 | 17.64 | 0.7077 | 0.024707
[8 empty] | 1765 | 1.2 | 0.86488 | 17.65 | 1.2361 | 0.13779
[8 empty] | 1766 | 2 | 1.6649 | 17.66 | 1.7588 | 0.0088238
[8 empty] | 1767 | 2.4 | 2.0649 | 17.67 | 2.2736 | 0.043557
[8 empty] | 1768 | 2.8 | 2.4649 | 17.68 | 2.7781 | 0.098126
[8 empty] | 1769 | 3.6 | 3.2649 | 17.69 | 3.2702 | 2.8777e-05
[8 empty] | 1770 | 4.4 | 4.0649 | 17.7 | 3.7478 | 0.10056
[8 empty] | 1771 | 4.4 | 4.0649 | 17.71 | 4.2086 | 0.020655
[8 empty] | 1772 | 4.4 | 4.0649 | 17.72 | 4.6507 | 0.34321
[8 empty] | 1773 | 5.6 | 5.2649 | 17.73 | 5.0722 | 0.037123
[8 empty] | 1774 | 5.6 | 5.2649 | 17.74 | 5.4712 | 0.04257
[8 empty] | 1775 | 6 | 5.6649 | 17.75 | 5.846 | 0.032793
[8 empty] | 1776 | 6.4 | 6.0649 | 17.76 | 6.1949 | 0.016895
[8 empty] | 1777 | 6.8 | 6.4649 | 17.77 | 6.5164 | 0.0026506
[8 empty] | 1778 | 7.2 | 6.8649 | 17.78 | 6.8091 | 0.0031148
[8 empty] | 1779 | 7.2 | 6.8649 | 17.79 | 7.0717 | 0.042777
[8 empty] | 1780 | 7.6 | 7.2649 | 17.8 | 7.3031 | 0.0014631
[8 empty] | 1781 | 7.6 | 7.2649 | 17.81 | 7.5023 | 0.056386
[8 empty] | 1782 | 8 | 7.6649 | 17.82 | 7.6685 | 1.2869e-05
[8 empty] | 1783 | 8 | 7.6649 | 17.83 | 7.8008 | 0.018475
[8 empty] | 1784 | 8.4 | 8.0649 | 17.84 | 7.8988 | 0.027591
[8 empty] | 1785 | 8 | 7.6649 | 17.85 | 7.962 | 0.088262
[8 empty] | 1786 | 8.4 | 8.0649 | 17.86 | 7.9901 | 0.0055886
[8 empty] | 1787 | 8.4 | 8.0649 | 17.87 | 7.9831 | 0.0066836
[8 empty] | 1788 | 8.4 | 8.0649 | 17.88 | 7.941 | 0.01534
[8 empty] | 1789 | 8 | 7.6649 | 17.89 | 7.864 | 0.039658
[8 empty] | 1790 | 8 | 7.6649 | 17.9 | 7.7525 | 0.0076718
[8 empty] | 1791 | 8 | 7.6649 | 17.91 | 7.6069 | 0.0033651
[8 empty] | 1792 | 7.6 | 7.2649 | 17.92 | 7.4279 | 0.02657
[8 empty] | 1793 | 7.6 | 7.2649 | 17.93 | 7.2163 | 0.0023593
[8 empty] | 1794 | 7.6 | 7.2649 | 17.94 | 6.9731 | 0.085142
[8 empty] | 1795 | 7.2 | 6.8649 | 17.95 | 6.6993 | 0.027414
[8 empty] | 1796 | 6.8 | 6.4649 | 17.96 | 6.3962 | 0.0047189
[8 empty] | 1797 | 6 | 5.6649 | 17.97 | 6.0651 | 0.16015
[8 empty] | 1798 | 6 | 5.6649 | 17.98 | 5.7074 | 0.0018093
[8 empty] | 1799 | 5.6 | 5.2649 | 17.99 | 5.3248 | 0.003593
[8 empty] | 1800 | 5.6 | 5.2649 | 18 | 4.919 | 0.11965
[8 empty] | 1801 | 4.4 | 4.0649 | 18.01 | 4.4917 | 0.18215
[8 empty] | 1802 | 4.4 | 4.0649 | 18.02 | 4.0448 | 0.00040318
[8 empty] | 1803 | 3.6 | 3.2649 | 18.03 | 3.5803 | 0.099511
[8 empty] | 1804 | 3.6 | 3.2649 | 18.04 | 3.1003 | 0.027079
[8 empty] | 1805 | 2.8 | 2.4649 | 18.05 | 2.6069 | 0.020165
[8 empty] | 1806 | 2.4 | 2.0649 | 18.06 | 2.1022 | 0.0013922
[8 empty] | 1807 | 2 | 1.6649 | 18.07 | 1.5885 | 0.0058378
[8 empty] | 1808 | 1.2 | 0.86488 | 18.08 | 1.068 | 0.041255
[8 empty] | 1809 | 0.8 | 0.46488 | 18.09 | 0.54304 | 0.0061088
[8 empty] | 1810 | 0.4 | 0.06488 | 18.1 | 0.015922 | 0.0023969
[8 empty] | 1811 | -0.4 | -0.73512 | 18.11 | -0.51104 | 0.050213
[8 empty] | 1812 | -0.8 | -1.1351 | 18.12 | -1.0355 | 0.0099199
[8 empty] | 1813 | -1.2 | -1.5351 | 18.13 | -1.5552 | 0.00040426
[8 empty] | 1814 | -2 | -2.3351 | 18.14 | -2.0679 | 0.071424
[8 empty] | 1815 | -2.4 | -2.7351 | 18.15 | -2.5712 | 0.026871
[8 empty] | 1816 | -2.8 | -3.1351 | 18.16 | -3.063 | 0.0052016
[8 empty] | 1817 | -3.2 | -3.5351 | 18.17 | -3.5411 | 3.5984e-05
[8 empty] | 1818 | -3.6 | -3.9351 | 18.18 | -4.0035 | 0.0046705
[8 empty] | 1819 | -4 | -4.3351 | 18.19 | -4.448 | 0.012742
[8 empty] | 1820 | -4.8 | -5.1351 | 18.2 | -4.8728 | 0.06882
[8 empty] | 1821 | -5.2 | -5.5351 | 18.21 | -5.276 | 0.067165
[8 empty] | 1822 | -5.2 | -5.5351 | 18.22 | -5.6558 | 0.014553
[8 empty] | 1823 | -5.6 | -5.9351 | 18.23 | -6.0105 | 0.0056848
[8 empty] | 1824 | -6 | -6.3351 | 18.24 | -6.3387 | 1.2783e-05
[8 empty] | 1825 | -6.4 | -6.7351 | 18.25 | -6.6389 | 0.0092667
[8 empty] | 1826 | -6.4 | -6.7351 | 18.26 | -6.9097 | 0.030475
[8 empty] | 1827 | -7.2 | -7.5351 | 18.27 | -7.15 | 0.1483
[8 empty] | 1828 | -7.2 | -7.5351 | 18.28 | -7.3588 | 0.031085
[8 empty] | 1829 | -7.2 | -7.5351 | 18.29 | -7.5351 | 7.2927e-10
[8 empty] | 1830 | -7.2 | -7.5351 | 18.3 | -7.6783 | 0.020492
[8 empty] | 1831 | -7.6 | -7.9351 | 18.31 | -7.7876 | 0.021773
[8 empty] | 1832 | -7.6 | -7.9351 | 18.32 | -7.8626 | 0.0052644
[8 empty] | 1833 | -8 | -8.3351 | 18.33 | -7.903 | 0.18677
[8 empty] | 1834 | -7.6 | -7.9351 | 18.34 | -7.9086 | 0.00070463
[8 empty] | 1835 | -7.6 | -7.9351 | 18.35 | -7.8794 | 0.0031032
[8 empty] | 1836 | -7.2 | -7.5351 | 18.36 | -7.8156 | 0.078676
[8 empty] | 1837 | -7.2 | -7.5351 | 18.37 | -7.7175 | 0.033252
[8 empty] | 1838 | -7.2 | -7.5351 | 18.38 | -7.5854 | 0.0025312
[8 empty] | 1839 | -7.2 | -7.5351 | 18.39 | -7.4201 | 0.013232
[8 empty] | 1840 | -6.8 | -7.1351 | 18.4 | -7.2222 | 0.0075815
[8 empty] | 1841 | -6.8 | -7.1351 | 18.41 | -6.9926 | 0.020307
[8 empty] | 1842 | -6.4 | -6.7351 | 18.42 | -6.7324 | 7.4567e-06
[8 empty] | 1843 | -6 | -6.3351 | 18.43 | -6.4427 | 0.011567
[8 empty] | 1844 | -5.6 | -5.9351 | 18.44 | -6.1247 | 0.035955
[8 empty] | 1845 | -5.6 | -5.9351 | 18.45 | -5.78 | 0.024059
[8 empty] | 1846 | -4.8 | -5.1351 | 18.46 | -5.41 | 0.075567
[8 empty] | 1847 | -4.8 | -5.1351 | 18.47 | -5.0164 | 0.014098
[8 empty] | 1848 | -4.4 | -4.7351 | 18.48 | -4.6009 | 0.018024
[8 empty] | 1849 | -4 | -4.3351 | 18.49 | -4.1653 | 0.028841
[8 empty] | 1850 | -3.2 | -3.5351 | 18.5 | -3.7116 | 0.031142
[8 empty] | 1851 | -3.2 | -3.5351 | 18.51 | -3.2418 | 0.086058
[8 empty] | 1852 | -2.4 | -2.7351 | 18.52 | -2.7579 | 0.00051801
[8 empty] | 1853 | -2 | -2.3351 | 18.53 | -2.2621 | 0.0053353
[8 empty] | 1854 | -1.6 | -1.9351 | 18.54 | -1.7565 | 0.031891
[8 empty] | 1855 | -0.8 | -1.1351 | 18.55 | -1.2435 | 0.011745
[8 empty] | 1856 | -0.4 | -0.73512 | 18.56 | -0.72521 | 9.8296e-05
[8 empty] | 1857 | 0 | -0.33512 | 18.57 | -0.20395 | 0.017206
[8 empty] | 1858 | 0.8 | 0.46488 | 18.58 | 0.31798 | 0.021579
[8 empty] | 1859 | 1.2 | 0.86488 | 18.59 | 0.83829 | 0.00070721
[8 empty] | 1860 | 1.6 | 1.2649 | 18.6 | 1.3547 | 0.0080644
[8 empty] | 1861 | 2.4 | 2.0649 | 18.61 | 1.8649 | 0.039993
[8 empty] | 1862 | 2.8 | 2.4649 | 18.62 | 2.3667 | 0.009641
[8 empty] | 1863 | 2.8 | 2.4649 | 18.63 | 2.8579 | 0.15443
[8 empty] | 1864 | 4 | 3.6649 | 18.64 | 3.3363 | 0.108
[8 empty] | 1865 | 4.4 | 4.0649 | 18.65 | 3.7998 | 0.070286
[8 empty] | 1866 | 4.4 | 4.0649 | 18.66 | 4.2464 | 0.032938
[8 empty] | 1867 | 4.8 | 4.4649 | 18.67 | 4.6741 | 0.043776
[8 empty] | 1868 | 5.6 | 5.2649 | 18.68 | 5.0811 | 0.033774
[8 empty] | 1869 | 6 | 5.6649 | 18.69 | 5.4656 | 0.03972
[8 empty] | 1870 | 6 | 5.6649 | 18.7 | 5.8259 | 0.025914
[8 empty] | 1871 | 6.4 | 6.0649 | 18.71 | 6.1604 | 0.0091161
[8 empty] | 1872 | 7.2 | 6.8649 | 18.72 | 6.4676 | 0.15781
[8 empty] | 1873 | 7.2 | 6.8649 | 18.73 | 6.7463 | 0.014058
[8 empty] | 1874 | 7.6 | 7.2649 | 18.74 | 6.9952 | 0.072717
[8 empty] | 1875 | 7.6 | 7.2649 | 18.75 | 7.2133 | 0.0026655
[8 empty] | 1876 | 7.6 | 7.2649 | 18.76 | 7.3995 | 0.018114
[8 empty] | 1877 | 7.6 | 7.2649 | 18.77 | 7.5531 | 0.083052
[8 empty] | 1878 | 7.6 | 7.2649 | 18.78 | 7.6734 | 0.16688
[8 empty] | 1879 | 8 | 7.6649 | 18.79 | 7.7599 | 0.0090294
[8 empty] | 1880 | 8.4 | 8.0649 | 18.8 | 7.8123 | 0.063817
[8 empty] | 1881 | 8.4 | 8.0649 | 18.81 | 7.8302 | 0.055056
[8 empty] | 1882 | 8 | 7.6649 | 18.82 | 7.8138 | 0.02217
[8 empty] | 1883 | 8 | 7.6649 | 18.83 | 7.763 | 0.0096192
[8 empty] | 1884 | 8 | 7.6649 | 18.84 | 7.678 | 0.00017272
[8 empty] | 1885 | 7.6 | 7.2649 | 18.85 | 7.5594 | 0.086718
[8 empty] | 1886 | 8 | 7.6649 | 18.86 | 7.4075 | 0.066243
[8 empty] | 1887 | 7.6 | 7.2649 | 18.87 | 7.2231 | 0.0017425
[8 empty] | 1888 | 7.6 | 7.2649 | 18.88 | 7.0071 | 0.066458
[8 empty] | 1889 | 7.2 | 6.8649 | 18.89 | 6.7603 | 0.010934
[8 empty] | 1890 | 6.8 | 6.4649 | 18.9 | 6.4839 | 0.00036239
[8 empty] | 1891 | 6.8 | 6.4649 | 18.91 | 6.1791 | 0.081655
[8 empty] | 1892 | 6 | 5.6649 | 18.92 | 5.8473 | 0.033275
[8 empty] | 1893 | 6 | 5.6649 | 18.93 | 5.4899 | 0.030622
[8 empty] | 1894 | 5.6 | 5.2649 | 18.94 | 5.1085 | 0.024456
[8 empty] | 1895 | 5.2 | 4.8649 | 18.95 | 4.7048 | 0.025625
[8 empty] | 1896 | 4.4 | 4.0649 | 18.96 | 4.2806 | 0.046532
[8 empty] | 1897 | 4 | 3.6649 | 18.97 | 3.8377 | 0.029881
[8 empty] | 1898 | 4 | 3.6649 | 18.98 | 3.3782 | 0.082183
[8 empty] | 1899 | 2.8 | 2.4649 | 18.99 | 2.904 | 0.19283
[8 empty] | 1900 | 2.8 | 2.4649 | 19 | 2.4172 | 0.002269
[8 empty] | 1901 | 2.4 | 2.0649 | 19.01 | 1.9201 | 0.020972
[8 empty] | 1902 | 2 | 1.6649 | 19.02 | 1.4147 | 0.062614
[8 empty] | 1903 | 1.2 | 0.86488 | 19.03 | 0.90324 | 0.0014712
[8 empty] | 1904 | 0.8 | 0.46488 | 19.04 | 0.38807 | 0.0059
[8 empty] | 1905 | 0.4 | 0.06488 | 19.05 | -0.12858 | 0.037428
[8 empty] | 1906 | 0 | -0.33512 | 19.06 | -0.64445 | 0.095683
[8 empty] | 1907 | -0.8 | -1.1351 | 19.07 | -1.1573 | 0.00048993
[8 empty] | 1908 | -1.6 | -1.9351 | 19.08 | -1.6648 | 0.073099
[8 empty] | 1909 | -2 | -2.3351 | 19.09 | -2.1647 | 0.02904
[8 empty] | 1910 | -2.4 | -2.7351 | 19.1 | -2.6549 | 0.0064301
[8 empty] | 1911 | -2.4 | -2.7351 | 19.11 | -3.1333 | 0.15852
[8 empty] | 1912 | -3.2 | -3.5351 | 19.12 | -3.5976 | 0.0039061
[8 empty] | 1913 | -3.6 | -3.9351 | 19.13 | -4.0459 | 0.012283
[8 empty] | 1914 | -4 | -4.3351 | 19.14 | -4.4763 | 0.01993
[8 empty] | 1915 | -4.4 | -4.7351 | 19.15 | -4.8868 | 0.022996
[8 empty] | 1916 | -5.2 | -5.5351 | 19.16 | -5.2756 | 0.067365
[8 empty] | 1917 | -5.2 | -5.5351 | 19.17 | -5.641 | 0.011213
[8 empty] | 1918 | -5.6 | -5.9351 | 19.18 | -5.9815 | 0.0021497
[8 empty] | 1919 | -6 | -6.3351 | 19.19 | -6.2955 | 0.0015691
[8 empty] | 1920 | -6 | -6.3351 | 19.2 | -6.5817 | 0.060807
[8 empty] | 1921 | -6.4 | -6.7351 | 19.21 | -6.8388 | 0.010759
[8 empty] | 1922 | -6.8 | -7.1351 | 19.22 | -7.0658 | 0.0048059
[8 empty] | 1923 | -6.8 | -7.1351 | 19.23 | -7.2616 | 0.015991
[8 empty] | 1924 | -6.8 | -7.1351 | 19.24 | -7.4253 | 0.084225
[8 empty] | 1925 | -7.2 | -7.5351 | 19.25 | -7.5564 | 0.00045162
[8 empty] | 1926 | -7.2 | -7.5351 | 19.26 | -7.6541 | 0.014161
[8 empty] | 1927 | -7.2 | -7.5351 | 19.27 | -7.7182 | 0.033507
[8 empty] | 1928 | -7.2 | -7.5351 | 19.28 | -7.7482 | 0.045423
[8 empty] | 1929 | -7.6 | -7.9351 | 19.29 | -7.7442 | 0.036436
[8 empty] | 1930 | -7.2 | -7.5351 | 19.3 | -7.7062 | 0.02926
[8 empty] | 1931 | -7.2 | -7.5351 | 19.31 | -7.6342 | 0.0098247
[8 empty] | 1932 | -7.2 | -7.5351 | 19.32 | -7.5288 | 4.0423e-05
[8 empty] | 1933 | -6.8 | -7.1351 | 19.33 | -7.3902 | 0.065077
[8 empty] | 1934 | -6.8 | -7.1351 | 19.34 | -7.2192 | 0.0070763
[8 empty] | 1935 | -6.8 | -7.1351 | 19.35 | -7.0166 | 0.01405
[8 empty] | 1936 | -6.8 | -7.1351 | 19.36 | -6.7832 | 0.12387
[8 empty] | 1937 | -6 | -6.3351 | 19.37 | -6.52 | 0.034184
[8 empty] | 1938 | -5.6 | -5.9351 | 19.38 | -6.2283 | 0.085953
[8 empty] | 1939 | -5.6 | -5.9351 | 19.39 | -5.9093 | 0.00066554
[8 empty] | 1940 | -5.2 | -5.5351 | 19.4 | -5.5645 | 0.00086296
[8 empty] | 1941 | -4.8 | -5.1351 | 19.41 | -5.1953 | 0.0036275
[8 empty] | 1942 | -4.4 | -4.7351 | 19.42 | -4.8035 | 0.0046775
[8 empty] | 1943 | -3.6 | -3.9351 | 19.43 | -4.3907 | 0.20757
[8 empty] | 1944 | -3.6 | -3.9351 | 19.44 | -3.9588 | 0.00056069
[8 empty] | 1945 | -3.6 | -3.9351 | 19.45 | -3.5097 | 0.18102
[8 empty] | 1946 | -2.8 | -3.1351 | 19.46 | -3.0453 | 0.0080735
[8 empty] | 1947 | -2 | -2.3351 | 19.47 | -2.5677 | 0.054089
[8 empty] | 1948 | -2 | -2.3351 | 19.48 | -2.079 | 0.065584
[8 empty] | 1949 | -1.2 | -1.5351 | 19.49 | -1.5814 | 0.0021446
[8 empty] | 1950 | -0.8 | -1.1351 | 19.5 | -1.0771 | 0.0033671
[8 empty] | 1951 | -0.4 | -0.73512 | 19.51 | -0.56824 | 0.02785
[8 empty] | 1952 | 0.4 | 0.06488 | 19.52 | -0.057102 | 0.01488
[8 empty] | 1953 | 0.8 | 0.46488 | 19.53 | 0.45406 | 0.00011698
[8 empty] | 1954 | 1.2 | 0.86488 | 19.54 | 0.96301 | 0.0096302
[8 empty] | 1955 | 1.6 | 1.2649 | 19.55 | 1.4675 | 0.041058
[8 empty] | 1956 | 2.4 | 2.0649 | 19.56 | 1.9653 | 0.0099098
[8 empty] | 1957 | 2.8 | 2.4649 | 19.57 | 2.4543 | 0.00011196
[8 empty] | 1958 | 3.6 | 3.2649 | 19.58 | 2.9323 | 0.11064
[8 empty] | 1959 | 4 | 3.6649 | 19.59 | 3.3971 | 0.071694
[8 empty] | 1960 | 4 | 3.6649 | 19.6 | 3.8468 | 0.033111
[8 empty] | 1961 | 4.4 | 4.0649 | 19.61 | 4.2795 | 0.046043
[8 empty] | 1962 | 5.2 | 4.8649 | 19.62 | 4.6931 | 0.029521
[8 empty] | 1963 | 5.6 | 5.2649 | 19.63 | 5.0859 | 0.032051
[8 empty] | 1964 | 6 | 5.6649 | 19.64 | 5.4561 | 0.043587
[8 empty] | 1965 | 6 | 5.6649 | 19.65 | 5.8022 | 0.018858
[8 empty] | 1966 | 6.8 | 6.4649 | 19.66 | 6.1226 | 0.11713
[8 empty] | 1967 | 6.8 | 6.4649 | 19.67 | 6.416 | 0.002388
[8 empty] | 1968 | 7.2 | 6.8649 | 19.68 | 6.681 | 0.033796
[8 empty] | 1969 | 7.6 | 7.2649 | 19.69 | 6.9166 | 0.12131
[8 empty] | 1970 | 7.6 | 7.2649 | 19.7 | 7.1216 | 0.02053
[8 empty] | 1971 | 7.6 | 7.2649 | 19.71 | 7.2952 | 0.00091972
[8 empty] | 1972 | 7.6 | 7.2649 | 19.72 | 7.4367 | 0.029509
[8 empty] | 1973 | 8 | 7.6649 | 19.73 | 7.5454 | 0.014287
[8 empty] | 1974 | 8 | 7.6649 | 19.74 | 7.6208 | 0.001942
[8 empty] | 1975 | 8 | 7.6649 | 19.75 | 7.6627 | 4.6358e-06
[8 empty] | 1976 | 8 | 7.6649 | 19.76 | 7.6709 | 3.6554e-05
[8 empty] | 1977 | 8 | 7.6649 | 19.77 | 7.6454 | 0.00037995
[8 empty] | 1978 | 8 | 7.6649 | 19.78 | 7.5862 | 0.0061845
[8 empty] | 1979 | 7.6 | 7.2649 | 19.79 | 7.4938 | 0.052383
[8 empty] | 1980 | 7.6 | 7.2649 | 19.8 | 7.3684 | 0.010707
[8 empty] | 1981 | 7.6 | 7.2649 | 19.81 | 7.2106 | 0.0029459
[8 empty] | 1982 | 7.6 | 7.2649 | 19.82 | 7.0212 | 0.059374
[8 empty] | 1983 | 7.2 | 6.8649 | 19.83 | 6.801 | 0.0040772
[8 empty] | 1984 | 7.2 | 6.8649 | 19.84 | 6.551 | 0.098503
[8 empty] | 1985 | 6.8 | 6.4649 | 19.85 | 6.2723 | 0.037077
[8 empty] | 1986 | 6.4 | 6.0649 | 19.86 | 5.9662 | 0.0097452
[8 empty] | 1987 | 6 | 5.6649 | 19.87 | 5.6339 | 0.0009602
[8 empty] | 1988 | 5.6 | 5.2649 | 19.88 | 5.277 | 0.00014667
[8 empty] | 1989 | 5.6 | 5.2649 | 19.89 | 4.897 | 0.13531
[8 empty] | 1990 | 4.8 | 4.4649 | 19.9 | 4.4957 | 0.0009505
[8 empty] | 1991 | 4.4 | 4.0649 | 19.91 | 4.0748 | 9.8136e-05
[8 empty] | 1992 | 4 | 3.6649 | 19.92 | 3.6361 | 0.00082688
[8 empty] | 1993 | 3.6 | 3.2649 | 19.93 | 3.1817 | 0.0069253
[8 empty] | 1994 | 3.2 | 2.8649 | 19.94 | 2.7134 | 0.022946
[8 empty] | 1995 | 2 | 1.6649 | 19.95 | 2.2334 | 0.32323
[8 empty] | 1996 | 2 | 1.6649 | 19.96 | 1.7438 | 0.0062296
[8 empty] | 1997 | 2 | 1.6649 | 19.97 | 1.2467 | 0.17484
[8 empty] | 1998 | 1.2 | 0.86488 | 19.98 | 0.74441 | 0.014512
[8 empty] | 1999 | 0 | -0.33512 | 19.99 | 0.23903 | 0.32964
[8 empty] | 2000 | 0.4 | 0.06488 | 20 | -0.2672 | 0.11027
[8 empty] | 2001 | -0.4 | -0.73512 | 20.01 | -0.77202 | 0.0013619
[8 empty] | 2002 | -1.2 | -1.5351 | 20.02 | -1.2732 | 0.068581
[8 empty] | 2003 | -1.6 | -1.9351 | 20.03 | -1.7686 | 0.027715
[8 empty] | 2004 | -2 | -2.3351 | 20.04 | -2.2561 | 0.006252
[8 empty] | 2005 | -2.4 | -2.7351 | 20.05 | -2.7333 | 3.2098e-06
[8 empty] | 2006 | -2.8 | -3.1351 | 20.06 | -3.1984 | 0.0040019
[8 empty] | 2007 | -3.2 | -3.5351 | 20.07 | -3.6492 | 0.013007
[8 empty] | 2008 | -3.6 | -3.9351 | 20.08 | -4.0837 | 0.02208
[8 empty] | 2009 | -4 | -4.3351 | 20.09 | -4.5001 | 0.027222
[8 empty] | 2010 | -4.4 | -4.7351 | 20.1 | -4.8965 | 0.026056
[8 empty] | 2011 | -5.2 | -5.5351 | 20.11 | -5.2713 | 0.069619
[8 empty] | 2012 | -5.2 | -5.5351 | 20.12 | -5.6226 | 0.0076612
[8 empty] | 2013 | -5.6 | -5.9351 | 20.13 | -5.9492 | 0.00019693
[8 empty] | 2014 | -5.6 | -5.9351 | 20.14 | -6.2494 | 0.098744
[8 empty] | 2015 | -6.4 | -6.7351 | 20.15 | -6.5219 | 0.045443
[8 empty] | 2016 | -6.8 | -7.1351 | 20.16 | -6.7657 | 0.13644
[8 empty] | 2017 | -6.4 | -6.7351 | 20.17 | -6.9797 | 0.059805
[8 empty] | 2018 | -6.8 | -7.1351 | 20.18 | -7.1628 | 0.00076719
[8 empty] | 2019 | -6.8 | -7.1351 | 20.19 | -7.3144 | 0.032137
[8 empty] | 2020 | -7.2 | -7.5351 | 20.2 | -7.4337 | 0.010281
[8 empty] | 2021 | -7.2 | -7.5351 | 20.21 | -7.5203 | 0.00021904
[8 empty] | 2022 | -7.2 | -7.5351 | 20.22 | -7.5738 | 0.0014966
[8 empty] | 2023 | -7.2 | -7.5351 | 20.23 | -7.594 | 0.0034625
[8 empty] | 2024 | -7.6 | -7.9351 | 20.24 | -7.5807 | 0.1256
[8 empty] | 2025 | -6.8 | -7.1351 | 20.25 | -7.5341 | 0.15921
[8 empty] | 2026 | -7.2 | -7.5351 | 20.26 | -7.4544 | 0.0065085
[8 empty] | 2027 | -6.8 | -7.1351 | 20.27 | -7.342 | 0.042802
[8 empty] | 2028 | -6.8 | -7.1351 | 20.28 | -7.1973 | 0.0038698
[8 empty] | 2029 | -6.8 | -7.1351 | 20.29 | -7.0211 | 0.01301
[8 empty] | 2030 | -6.4 | -6.7351 | 20.3 | -6.814 | 0.006221
[8 empty] | 2031 | -6.4 | -6.7351 | 20.31 | -6.577 | 0.024986
[8 empty] | 2032 | -6 | -6.3351 | 20.32 | -6.3113 | 0.0005681
[8 empty] | 2033 | -5.6 | -5.9351 | 20.33 | -6.0179 | 0.0068492
[8 empty] | 2034 | -5.2 | -5.5351 | 20.34 | -5.6981 | 0.026575
[8 empty] | 2035 | -4.8 | -5.1351 | 20.35 | -5.3535 | 0.047678
[8 empty] | 2036 | -4.8 | -5.1351 | 20.36 | -4.9854 | 0.022411
[8 empty] | 2037 | -4 | -4.3351 | 20.37 | -4.5956 | 0.067846
[8 empty] | 2038 | -3.6 | -3.9351 | 20.38 | -4.1857 | 0.062804
[8 empty] | 2039 | -3.6 | -3.9351 | 20.39 | -3.7576 | 0.031502
[8 empty] | 2040 | -3.2 | -3.5351 | 20.4 | -3.3132 | 0.04925
[8 empty] | 2041 | -2.4 | -2.7351 | 20.41 | -2.8544 | 0.014223
[8 empty] | 2042 | -2 | -2.3351 | 20.42 | -2.3832 | 0.0023129
[8 empty] | 2043 | -1.2 | -1.5351 | 20.43 | -1.9018 | 0.13443
[8 empty] | 2044 | -0.8 | -1.1351 | 20.44 | -1.4122 | 0.076753
[8 empty] | 2045 | -0.4 | -0.73512 | 20.45 | -0.91656 | 0.032921
[8 empty] | 2046 | -0.4 | -0.73512 | 20.46 | -0.41714 | 0.10111
[8 empty] | 2047 | 0.8 | 0.46488 | 20.47 | 0.083896 | 0.14515
[8 empty] | 2048 | 0.8 | 0.46488 | 20.48 | 0.58435 | 0.014273
[8 empty] | 2049 | 1.2 | 0.86488 | 20.49 | 1.082 | 0.047149
[8 empty] | 2050 | 1.6 | 1.2649 | 20.5 | 1.5747 | 0.095997
[8 empty] | 2051 | 2.4 | 2.0649 | 20.51 | 2.0603 | 2.124e-05
[8 empty] | 2052 | 2.8 | 2.4649 | 20.52 | 2.5366 | 0.005138
[8 empty] | 2053 | 3.6 | 3.2649 | 20.53 | 3.0015 | 0.069375
[8 empty] | 2054 | 4 | 3.6649 | 20.54 | 3.453 | 0.044886
[8 empty] | 2055 | 4 | 3.6649 | 20.55 | 3.8892 | 0.050304
[8 empty] | 2056 | 4.4 | 4.0649 | 20.56 | 4.308 | 0.059119
[8 empty] | 2057 | 5.2 | 4.8649 | 20.57 | 4.7078 | 0.024688
[8 empty] | 2058 | 5.6 | 5.2649 | 20.58 | 5.0866 | 0.031779
[8 empty] | 2059 | 5.6 | 5.2649 | 20.59 | 5.4429 | 0.031705
[8 empty] | 2060 | 6 | 5.6649 | 20.6 | 5.7752 | 0.012164
[8 empty] | 2061 | 6 | 5.6649 | 20.61 | 6.0819 | 0.17388
[8 empty] | 2062 | 6.4 | 6.0649 | 20.62 | 6.3617 | 0.088093
[8 empty] | 2063 | 7.2 | 6.8649 | 20.63 | 6.6134 | 0.06324
[8 empty] | 2064 | 7.2 | 6.8649 | 20.64 | 6.8359 | 0.00083796
[8 empty] | 2065 | 7.6 | 7.2649 | 20.65 | 7.0283 | 0.055969
[8 empty] | 2066 | 7.6 | 7.2649 | 20.66 | 7.1897 | 0.0056547
[8 empty] | 2067 | 7.6 | 7.2649 | 20.67 | 7.3194 | 0.0029697
[8 empty] | 2068 | 7.6 | 7.2649 | 20.68 | 7.4168 | 0.023087
[8 empty] | 2069 | 8 | 7.6649 | 20.69 | 7.4816 | 0.033587
[8 empty] | 2070 | 8.4 | 8.0649 | 20.7 | 7.5135 | 0.30405
[8 empty] | 2071 | 7.6 | 7.2649 | 20.71 | 7.5123 | 0.061206
[8 empty] | 2072 | 8 | 7.6649 | 20.72 | 7.478 | 0.034906
[8 empty] | 2073 | 7.6 | 7.2649 | 20.73 | 7.4109 | 0.021336
[8 empty] | 2074 | 7.6 | 7.2649 | 20.74 | 7.3113 | 0.0021534
[8 empty] | 2075 | 7.6 | 7.2649 | 20.75 | 7.1795 | 0.0072877
[8 empty] | 2076 | 7.2 | 6.8649 | 20.76 | 7.0162 | 0.022905
[8 empty] | 2077 | 7.2 | 6.8649 | 20.77 | 6.8222 | 0.0018258
[8 empty] | 2078 | 7.2 | 6.8649 | 20.78 | 6.5982 | 0.07114
[8 empty] | 2079 | 6.8 | 6.4649 | 20.79 | 6.3452 | 0.014311
[8 empty] | 2080 | 6.4 | 6.0649 | 20.8 | 6.0645 | 1.1303e-07
[8 empty] | 2081 | 6 | 5.6649 | 20.81 | 5.7573 | 0.0085395
[8 empty] | 2082 | 6 | 5.6649 | 20.82 | 5.4248 | 0.057615
[8 empty] | 2083 | 5.2 | 4.8649 | 20.83 | 5.0687 | 0.041541
[8 empty] | 2084 | 4.8 | 4.4649 | 20.84 | 4.6904 | 0.050861
[8 empty] | 2085 | 4.4 | 4.0649 | 20.85 | 4.2917 | 0.051425
[8 empty] | 2086 | 4 | 3.6649 | 20.86 | 3.8742 | 0.043813
[8 empty] | 2087 | 3.6 | 3.2649 | 20.87 | 3.4399 | 0.030626
[8 empty] | 2088 | 3.2 | 2.8649 | 20.88 | 2.9906 | 0.015813
[8 empty] | 2089 | 2.8 | 2.4649 | 20.89 | 2.5284 | 0.0040371
[8 empty] | 2090 | 2.4 | 2.0649 | 20.9 | 2.0553 | 9.2029e-05
[8 empty] | 2091 | 2 | 1.6649 | 20.91 | 1.5733 | 0.008383
[8 empty] | 2092 | 1.2 | 0.86488 | 20.92 | 1.0846 | 0.048296
[8 empty] | 2093 | 0.8 | 0.46488 | 20.93 | 0.59141 | 0.016009
[8 empty] | 2094 | 0.4 | 0.06488 | 20.94 | 0.095784 | 0.00095503
[8 empty] | 2095 | 0 | -0.33512 | 20.95 | -0.40005 | 0.0042157
[8 empty] | 2096 | -0.8 | -1.1351 | 20.96 | -0.89391 | 0.058183
[8 empty] | 2097 | -0.8 | -1.1351 | 20.97 | -1.3836 | 0.061754
[8 empty] | 2098 | -1.2 | -1.5351 | 20.98 | -1.867 | 0.11017
[8 empty] | 2099 | -2 | -2.3351 | 20.99 | -2.342 | 4.7937e-05
[8 empty] | 2100 | -2.4 | -2.7351 | 21 | -2.8065 | 0.0051009
[8 empty] | 2101 | -2.8 | -3.1351 | 21.01 | -3.2585 | 0.015221
[8 empty] | 2102 | -3.6 | -3.9351 | 21.02 | -3.6959 | 0.057214
[8 empty] | 2103 | -4 | -4.3351 | 21.03 | -4.1169 | 0.047614
[8 empty] | 2104 | -3.6 | -3.9351 | 21.04 | -4.5196 | 0.34163
[8 empty] | 2105 | -4.8 | -5.1351 | 21.05 | -4.9023 | 0.05422
[8 empty] | 2106 | -5.2 | -5.5351 | 21.06 | -5.2632 | 0.073942
[8 empty] | 2107 | -5.2 | -5.5351 | 21.07 | -5.6008 | 0.0043173
[8 empty] | 2108 | -5.6 | -5.9351 | 21.08 | -5.9137 | 0.00045973
[8 empty] | 2109 | -5.6 | -5.9351 | 21.09 | -6.2004 | 0.070368
[8 empty] | 2110 | -6 | -6.3351 | 21.1 | -6.4597 | 0.015523
[8 empty] | 2111 | -6.4 | -6.7351 | 21.11 | -6.6905 | 0.0019898
[8 empty] | 2112 | -6.8 | -7.1351 | 21.12 | -6.8918 | 0.059208
[8 empty] | 2113 | -6.8 | -7.1351 | 21.13 | -7.0627 | 0.0052478
[8 empty] | 2114 | -6.8 | -7.1351 | 21.14 | -7.2024 | 0.0045308
[8 empty] | 2115 | -6.8 | -7.1351 | 21.15 | -7.3105 | 0.030741
[8 empty] | 2116 | -6.8 | -7.1351 | 21.16 | -7.3863 | 0.063078
[8 empty] | 2117 | -6.8 | -7.1351 | 21.17 | -7.4296 | 0.086709
[8 empty] | 2118 | -7.2 | -7.5351 | 21.18 | -7.4402 | 0.0090096
[8 empty] | 2119 | -7.2 | -7.5351 | 21.19 | -7.4181 | 0.013695
[8 empty] | 2120 | -7.2 | -7.5351 | 21.2 | -7.3634 | 0.029496
[8 empty] | 2121 | -7.2 | -7.5351 | 21.21 | -7.2763 | 0.066988
[8 empty] | 2122 | -6.8 | -7.1351 | 21.22 | -7.1573 | 0.00049026
[8 empty] | 2123 | -6.8 | -7.1351 | 21.23 | -7.0068 | 0.016466
[8 empty] | 2124 | -6.8 | -7.1351 | 21.24 | -6.8256 | 0.095809
[8 empty] | 2125 | -6.4 | -6.7351 | 21.25 | -6.6144 | 0.014563
[8 empty] | 2126 | -6 | -6.3351 | 21.26 | -6.3743 | 0.0015348
[8 empty] | 2127 | -5.6 | -5.9351 | 21.27 | -6.1062 | 0.029276
[8 empty] | 2128 | -5.6 | -5.9351 | 21.28 | -5.8114 | 0.015304
[8 empty] | 2129 | -5.2 | -5.5351 | 21.29 | -5.4912 | 0.0019314
[8 empty] | 2130 | -4.8 | -5.1351 | 21.3 | -5.1469 | 0.00013927
[8 empty] | 2131 | -4.4 | -4.7351 | 21.31 | -4.7802 | 0.0020308
[8 empty] | 2132 | -3.6 | -3.9351 | 21.32 | -4.3926 | 0.20927
[8 empty] | 2133 | -3.6 | -3.9351 | 21.33 | -3.9858 | 0.002572
[8 empty] | 2134 | -3.2 | -3.5351 | 21.34 | -3.5617 | 0.00070818
[8 empty] | 2135 | -2.8 | -3.1351 | 21.35 | -3.1221 | 0.00016827
[8 empty] | 2136 | -2 | -2.3351 | 21.36 | -2.669 | 0.11149
[8 empty] | 2137 | -2 | -2.3351 | 21.37 | -2.2044 | 0.017099
[8 empty] | 2138 | -1.2 | -1.5351 | 21.38 | -1.7302 | 0.038055
[8 empty] | 2139 | -0.8 | -1.1351 | 21.39 | -1.2486 | 0.012885
[8 empty] | 2140 | -0.4 | -0.73512 | 21.4 | -0.76178 | 0.00071102
[8 empty] | 2141 | 0 | -0.33512 | 21.41 | -0.2718 | 0.0040099
[8 empty] | 2142 | 0.4 | 0.06488 | 21.42 | 0.21918 | 0.023807
[8 empty] | 2143 | 1.2 | 0.86488 | 21.43 | 0.70897 | 0.024307
[8 empty] | 2144 | 1.2 | 0.86488 | 21.44 | 1.1954 | 0.10927
[8 empty] | 2145 | 2.4 | 2.0649 | 21.45 | 1.6764 | 0.15088
[8 empty] | 2146 | 2.8 | 2.4649 | 21.46 | 2.1499 | 0.099235
[8 empty] | 2147 | 2.8 | 2.4649 | 21.47 | 2.6136 | 0.022126
[8 empty] | 2148 | 3.6 | 3.2649 | 21.48 | 3.0657 | 0.039673
[8 empty] | 2149 | 4 | 3.6649 | 21.49 | 3.5041 | 0.025853
[8 empty] | 2150 | 4.4 | 4.0649 | 21.5 | 3.9269 | 0.019042
[8 empty] | 2151 | 4.4 | 4.0649 | 21.51 | 4.3322 | 0.071476
[8 empty] | 2152 | 5.2 | 4.8649 | 21.52 | 4.7183 | 0.021472
[8 empty] | 2153 | 5.2 | 4.8649 | 21.53 | 5.0835 | 0.047816
[8 empty] | 2154 | 6 | 5.6649 | 21.54 | 5.4262 | 0.056951
[8 empty] | 2155 | 6 | 5.6649 | 21.55 | 5.7449 | 0.0064055
[8 empty] | 2156 | 6 | 5.6649 | 21.56 | 6.0382 | 0.13936
[8 empty] | 2157 | 6.8 | 6.4649 | 21.57 | 6.3048 | 0.025629
[8 empty] | 2158 | 6.8 | 6.4649 | 21.58 | 6.5435 | 0.0061879
[8 empty] | 2159 | 7.2 | 6.8649 | 21.59 | 6.7534 | 0.012423
[8 empty] | 2160 | 7.6 | 7.2649 | 21.6 | 6.9335 | 0.10981
[8 empty] | 2161 | 7.6 | 7.2649 | 21.61 | 7.083 | 0.033071
[8 empty] | 2162 | 7.6 | 7.2649 | 21.62 | 7.2013 | 0.0040385
[8 empty] | 2163 | 7.6 | 7.2649 | 21.63 | 7.2879 | 0.00053068
[8 empty] | 2164 | 7.6 | 7.2649 | 21.64 | 7.3424 | 0.0060117
[8 empty] | 2165 | 8 | 7.6649 | 21.65 | 7.3646 | 0.090167
[8 empty] | 2166 | 7.6 | 7.2649 | 21.66 | 7.3544 | 0.0080122
[8 empty] | 2167 | 7.6 | 7.2649 | 21.67 | 7.3118 | 0.0022055
[8 empty] | 2168 | 7.6 | 7.2649 | 21.68 | 7.2372 | 0.00076849
[8 empty] | 2169 | 7.6 | 7.2649 | 21.69 | 7.1307 | 0.01801
[8 empty] | 2170 | 7.6 | 7.2649 | 21.7 | 6.9929 | 0.073979
[8 empty] | 2171 | 7.2 | 6.8649 | 21.71 | 6.8244 | 0.0016382
[8 empty] | 2172 | 6.8 | 6.4649 | 21.72 | 6.626 | 0.025954
[8 empty] | 2173 | 6.8 | 6.4649 | 21.73 | 6.3985 | 0.0044054
[8 empty] | 2174 | 6 | 5.6649 | 21.74 | 6.143 | 0.22859
[8 empty] | 2175 | 6.4 | 6.0649 | 21.75 | 5.8606 | 0.041742
[8 empty] | 2176 | 6 | 5.6649 | 21.76 | 5.5525 | 0.012629
[8 empty] | 2177 | 5.6 | 5.2649 | 21.77 | 5.2201 | 0.0020014
[8 empty] | 2178 | 5.2 | 4.8649 | 21.78 | 4.865 | 8.7284e-09
[8 empty] | 2179 | 4.8 | 4.4649 | 21.79 | 4.4886 | 0.00056086
[8 empty] | 2180 | 4.4 | 4.0649 | 21.8 | 4.0926 | 0.000767
[8 empty] | 2181 | 4 | 3.6649 | 21.81 | 3.6788 | 0.00019265
[8 empty] | 2182 | 4 | 3.6649 | 21.82 | 3.2489 | 0.173
[8 empty] | 2183 | 3.2 | 2.8649 | 21.83 | 2.805 | 0.0035822
[8 empty] | 2184 | 2.8 | 2.4649 | 21.84 | 2.349 | 0.013436
[8 empty] | 2185 | 2 | 1.6649 | 21.85 | 1.8828 | 0.047477
[8 empty] | 2186 | 2 | 1.6649 | 21.86 | 1.4085 | 0.065731
[8 empty] | 2187 | 1.2 | 0.86488 | 21.87 | 0.92824 | 0.0040141
[8 empty] | 2188 | 1.2 | 0.86488 | 21.88 | 0.4441 | 0.17706
[8 empty] | 2189 | 0 | -0.33512 | 21.89 | -0.041784 | 0.086046
[8 empty] | 2190 | -0.4 | -0.73512 | 21.9 | -0.52727 | 0.0432
[8 empty] | 2191 | -0.8 | -1.1351 | 21.91 | -1.0102 | 0.015596
[8 empty] | 2192 | -1.2 | -1.5351 | 21.92 | -1.4885 | 0.0021692
[8 empty] | 2193 | -1.6 | -1.9351 | 21.93 | -1.9601 | 0.00062419
[8 empty] | 2194 | -2 | -2.3351 | 21.94 | -2.4228 | 0.0076947
[8 empty] | 2195 | -2.4 | -2.7351 | 21.95 | -2.8747 | 0.019488
[8 empty] | 2196 | -3.2 | -3.5351 | 21.96 | -3.3138 | 0.048998
[8 empty] | 2197 | -3.6 | -3.9351 | 21.97 | -3.738 | 0.038837
[8 empty] | 2198 | -3.6 | -3.9351 | 21.98 | -4.1457 | 0.044348
[8 empty] | 2199 | -4 | -4.3351 | 21.99 | -4.535 | 0.039938
[8 empty] | 2200 | -4.4 | -4.7351 | 22 | -4.9041 | 0.028557
[8 empty] | 2201 | -5.2 | -5.5351 | 22.01 | -5.2515 | 0.080426
[8 empty] | 2202 | -5.2 | -5.5351 | 22.02 | -5.5757 | 0.0016467
[8 empty] | 2203 | -5.6 | -5.9351 | 22.03 | -5.8752 | 0.0035887
[8 empty] | 2204 | -5.6 | -5.9351 | 22.04 | -6.1488 | 0.045643
[8 empty] | 2205 | -6 | -6.3351 | 22.05 | -6.3952 | 0.0036039
[8 empty] | 2206 | -6.4 | -6.7351 | 22.06 | -6.6133 | 0.014837
[8 empty] | 2207 | -6.8 | -7.1351 | 22.07 | -6.8023 | 0.11077
[8 empty] | 2208 | -6.8 | -7.1351 | 22.08 | -6.9613 | 0.030218
[8 empty] | 2209 | -6.8 | -7.1351 | 22.09 | -7.0896 | 0.0020728
[8 empty] | 2210 | -6.8 | -7.1351 | 22.1 | -7.1867 | 0.002657
[8 empty] | 2211 | -6.8 | -7.1351 | 22.11 | -7.2521 | 0.013683
[8 empty] | 2212 | -6.8 | -7.1351 | 22.12 | -7.2856 | 0.022645
[8 empty] | 2213 | -6.8 | -7.1351 | 22.13 | -7.2871 | 0.023084
[8 empty] | 2214 | -6.8 | -7.1351 | 22.14 | -7.2565 | 0.014724
[8 empty] | 2215 | -6.8 | -7.1351 | 22.15 | -7.194 | 0.0034635
[8 empty] | 2216 | -6.8 | -7.1351 | 22.16 | -7.0999 | 0.0012425
[8 empty] | 2217 | -6.4 | -6.7351 | 22.17 | -6.9746 | 0.057345
[8 empty] | 2218 | -6.4 | -6.7351 | 22.18 | -6.8187 | 0.0069836
[8 empty] | 2219 | -6.4 | -6.7351 | 22.19 | -6.6329 | 0.010455
[8 empty] | 2220 | -6 | -6.3351 | 22.2 | -6.418 | 0.0068625
[8 empty] | 2221 | -5.6 | -5.9351 | 22.21 | -6.1749 | 0.057505
[8 empty] | 2222 | -6 | -6.3351 | 22.22 | -5.9048 | 0.18515
[8 empty] | 2223 | -5.2 | -5.5351 | 22.23 | -5.6089 | 0.0054421
[8 empty] | 2224 | -5.2 | -5.5351 | 22.24 | -5.2884 | 0.060865
[8 empty] | 2225 | -4.4 | -4.7351 | 22.25 | -4.9448 | 0.043972
[8 empty] | 2226 | -4.8 | -5.1351 | 22.26 | -4.5796 | 0.30858
[8 empty] | 2227 | -3.6 | -3.9351 | 22.27 | -4.1944 | 0.067248
[8 empty] | 2228 | -3.6 | -3.9351 | 22.28 | -3.791 | 0.020775
[8 empty] | 2229 | -2.8 | -3.1351 | 22.29 | -3.371 | 0.055654
[8 empty] | 2230 | -2.4 | -2.7351 | 22.3 | -2.9364 | 0.040527
[8 empty] | 2231 | -2 | -2.3351 | 22.31 | -2.4891 | 0.023713
[8 empty] | 2232 | -1.6 | -1.9351 | 22.32 | -2.031 | 0.0091992
[8 empty] | 2233 | -1.6 | -1.9351 | 22.33 | -1.5642 | 0.13757
[8 empty] | 2234 | -0.8 | -1.1351 | 22.34 | -1.0907 | 0.0019703
[8 empty] | 2235 | -0.4 | -0.73512 | 22.35 | -0.61265 | 0.014999
[8 empty] | 2236 | 0.8 | 0.46488 | 22.36 | -0.13208 | 0.35636
[8 empty] | 2237 | 0.8 | 0.46488 | 22.37 | 0.34886 | 0.01346
[8 empty] | 2238 | 1.2 | 0.86488 | 22.38 | 0.82807 | 0.0013552
[8 empty] | 2239 | 1.2 | 0.86488 | 22.39 | 1.3034 | 0.19232
[8 empty] | 2240 | 1.6 | 1.2649 | 22.4 | 1.7728 | 0.25802
[8 empty] | 2241 | 2.4 | 2.0649 | 22.41 | 2.2343 | 0.028689
[8 empty] | 2242 | 3.2 | 2.8649 | 22.42 | 2.6857 | 0.032122
[8 empty] | 2243 | 3.2 | 2.8649 | 22.43 | 3.125 | 0.067685
[8 empty] | 2244 | 3.6 | 3.2649 | 22.44 | 3.5505 | 0.08158
[8 empty] | 2245 | 4.4 | 4.0649 | 22.45 | 3.9602 | 0.010966
[8 empty] | 2246 | 4.8 | 4.4649 | 22.46 | 4.3522 | 0.01269
[8 empty] | 2247 | 4.8 | 4.4649 | 22.47 | 4.725 | 0.067658
[8 empty] | 2248 | 5.2 | 4.8649 | 22.48 | 5.0768 | 0.044915
[8 empty] | 2249 | 6 | 5.6649 | 22.49 | 5.4062 | 0.066938
[8 empty] | 2250 | 6.4 | 6.0649 | 22.5 | 5.7116 | 0.12482
[8 empty] | 2251 | 6 | 5.6649 | 22.51 | 5.9918 | 0.10685
[8 empty] | 2252 | 6.8 | 6.4649 | 22.52 | 6.2455 | 0.048141
[8 empty] | 2253 | 6.4 | 6.0649 | 22.53 | 6.4716 | 0.16542
[8 empty] | 2254 | 6.4 | 6.0649 | 22.54 | 6.6692 | 0.36518
[8 empty] | 2255 | 7.2 | 6.8649 | 22.55 | 6.8373 | 0.00075845
[8 empty] | 2256 | 7.2 | 6.8649 | 22.56 | 6.9754 | 0.012206
[8 empty] | 2257 | 7.2 | 6.8649 | 22.57 | 7.0826 | 0.047423
[8 empty] | 2258 | 7.6 | 7.2649 | 22.58 | 7.1587 | 0.011265
[8 empty] | 2259 | 7.6 | 7.2649 | 22.59 | 7.2033 | 0.0037894
[8 empty] | 2260 | 7.6 | 7.2649 | 22.6 | 7.2162 | 0.0023693
[8 empty] | 2261 | 7.6 | 7.2649 | 22.61 | 7.1973 | 0.0045606
[8 empty] | 2262 | 7.6 | 7.2649 | 22.62 | 7.1468 | 0.013932
[8 empty] | 2263 | 7.2 | 6.8649 | 22.63 | 7.0649 | 0.040024
[8 empty] | 2264 | 7.2 | 6.8649 | 22.64 | 6.952 | 0.0075896
[8 empty] | 2265 | 7.6 | 7.2649 | 22.65 | 6.8085 | 0.20825
[8 empty] | 2266 | 7.2 | 6.8649 | 22.66 | 6.6352 | 0.052758
[8 empty] | 2267 | 7.2 | 6.8649 | 22.67 | 6.4327 | 0.18675
[8 empty] | 2268 | 6.8 | 6.4649 | 22.68 | 6.2021 | 0.069059
[8 empty] | 2269 | 6 | 5.6649 | 22.69 | 5.9443 | 0.078055
[8 empty] | 2270 | 6 | 5.6649 | 22.7 | 5.6604 | 2.0008e-05
[8 empty] | 2271 | 6 | 5.6649 | 22.71 | 5.3518 | 0.098031
[8 empty] | 2272 | 5.2 | 4.8649 | 22.72 | 5.0198 | 0.023986
[8 empty] | 2273 | 5.2 | 4.8649 | 22.73 | 4.6658 | 0.039635
[8 empty] | 2274 | 4.4 | 4.0649 | 22.74 | 4.2915 | 0.051342
[8 empty] | 2275 | 4.4 | 4.0649 | 22.75 | 3.8984 | 0.027705
[8 empty] | 2276 | 4 | 3.6649 | 22.76 | 3.4884 | 0.031138
[8 empty] | 2277 | 3.2 | 2.8649 | 22.77 | 3.0632 | 0.039348
[8 empty] | 2278 | 2.8 | 2.4649 | 22.78 | 2.6248 | 0.025568
[8 empty] | 2279 | 2.4 | 2.0649 | 22.79 | 2.175 | 0.012118
[8 empty] | 2280 | 2 | 1.6649 | 22.8 | 1.7158 | 0.0025903
[8 empty] | 2281 | 1.2 | 0.86488 | 22.81 | 1.2492 | 0.14773
[8 empty] | 2282 | 1.2 | 0.86488 | 22.82 | 0.77741 | 0.0076508
[8 empty] | 2283 | 0.8 | 0.46488 | 22.83 | 0.30237 | 0.02641
[8 empty] | 2284 | 0.4 | 0.06488 | 22.84 | -0.1738 | 0.056969
[8 empty] | 2285 | -0.4 | -0.73512 | 22.85 | -0.649 | 0.0074166
[8 empty] | 2286 | -0.8 | -1.1351 | 22.86 | -1.1211 | 0.00019541
[8 empty] | 2287 | -1.2 | -1.5351 | 22.87 | -1.5881 | 0.0028119
[8 empty] | 2288 | -2 | -2.3351 | 22.88 | -2.048 | 0.082456
[8 empty] | 2289 | -2 | -2.3351 | 22.89 | -2.4986 | 0.026721
[8 empty] | 2290 | -2.4 | -2.7351 | 22.9 | -2.938 | 0.041169
[8 empty] | 2291 | -2.8 | -3.1351 | 22.91 | -3.3643 | 0.052545
[8 empty] | 2292 | -3.6 | -3.9351 | 22.92 | -3.7757 | 0.025417
[8 empty] | 2293 | -3.6 | -3.9351 | 22.93 | -4.1703 | 0.05529
[8 empty] | 2294 | -4.4 | -4.7351 | 22.94 | -4.5463 | 0.035648
[8 empty] | 2295 | -4.4 | -4.7351 | 22.95 | -4.9022 | 0.02792
[8 empty] | 2296 | -4.8 | -5.1351 | 22.96 | -5.2364 | 0.010258
[8 empty] | 2297 | -5.2 | -5.5351 | 22.97 | -5.5474 | 0.0001513
[8 empty] | 2298 | -5.6 | -5.9351 | 22.98 | -5.8339 | 0.010244
[8 empty] | 2299 | -5.6 | -5.9351 | 22.99 | -6.0946 | 0.025439
[8 empty] | 2300 | -6 | -6.3351 | 23 | -6.3284 | 4.4999e-05
[8 empty] | 2301 | -6 | -6.3351 | 23.01 | -6.5343 | 0.039663
[8 empty] | 2302 | -6.4 | -6.7351 | 23.02 | -6.7113 | 0.00056665
[8 empty] | 2303 | -6.4 | -6.7351 | 23.03 | -6.8588 | 0.015288
[8 empty] | 2304 | -6.8 | -7.1351 | 23.04 | -6.976 | 0.025323
[8 empty] | 2305 | -6.8 | -7.1351 | 23.05 | -7.0625 | 0.0052759
[8 empty] | 2306 | -6.8 | -7.1351 | 23.06 | -7.1179 | 0.00029707
[8 empty] | 2307 | -6.8 | -7.1351 | 23.07 | -7.142 | 4.6765e-05
[8 empty] | 2308 | -6.8 | -7.1351 | 23.08 | -7.1346 | 2.5546e-07
[8 empty] | 2309 | -6.8 | -7.1351 | 23.09 | -7.0959 | 0.0015383
[8 empty] | 2310 | -6.8 | -7.1351 | 23.1 | -7.026 | 0.011909
[8 empty] | 2311 | -6.8 | -7.1351 | 23.11 | -6.9252 | 0.044057
[8 empty] | 2312 | -6.4 | -6.7351 | 23.12 | -6.794 | 0.0034713
[8 empty] | 2313 | -6 | -6.3351 | 23.13 | -6.633 | 0.088752
[8 empty] | 2314 | -6.4 | -6.7351 | 23.14 | -6.4429 | 0.085376
[8 empty] | 2315 | -6.4 | -6.7351 | 23.15 | -6.2246 | 0.26066
[8 empty] | 2316 | -5.6 | -5.9351 | 23.16 | -5.9789 | 0.0019198
[8 empty] | 2317 | -5.2 | -5.5351 | 23.17 | -5.7071 | 0.029581
[8 empty] | 2318 | -5.2 | -5.5351 | 23.18 | -5.4103 | 0.015578
[8 empty] | 2319 | -4.8 | -5.1351 | 23.19 | -5.0898 | 0.0020504
[8 empty] | 2320 | -4.4 | -4.7351 | 23.2 | -4.7471 | 0.00014412
[8 empty] | 2321 | -4 | -4.3351 | 23.21 | -4.3837 | 0.0023583
[8 empty] | 2322 | -3.6 | -3.9351 | 23.22 | -4.0011 | 0.0043558
[8 empty] | 2323 | -3.2 | -3.5351 | 23.23 | -3.6011 | 0.0043566
[8 empty] | 2324 | -2.8 | -3.1351 | 23.24 | -3.1855 | 0.0025347
[8 empty] | 2325 | -2 | -2.3351 | 23.25 | -2.756 | 0.17712
[8 empty] | 2326 | -2 | -2.3351 | 23.26 | -2.3146 | 0.00042288
[8 empty] | 2327 | -1.6 | -1.9351 | 23.27 | -1.8631 | 0.0051804
[8 empty] | 2328 | -0.8 | -1.1351 | 23.28 | -1.4037 | 0.072154
[8 empty] | 2329 | -0.8 | -1.1351 | 23.29 | -0.93835 | 0.038718
[8 empty] | 2330 | -0.4 | -0.73512 | 23.3 | -0.46904 | 0.070799
[8 empty] | 2331 | 0.4 | 0.06488 | 23.31 | 0.0021319 | 0.0039373
[8 empty] | 2332 | 0.8 | 0.46488 | 23.32 | 0.47309 | 6.742e-05
[8 empty] | 2333 | 1.2 | 0.86488 | 23.33 | 0.94177 | 0.0059115
[8 empty] | 2334 | 2 | 1.6649 | 23.34 | 1.4061 | 0.066968
[8 empty] | 2335 | 2 | 1.6649 | 23.35 | 1.864 | 0.039668
[8 empty] | 2336 | 2.8 | 2.4649 | 23.36 | 2.3136 | 0.022885
[8 empty] | 2337 | 3.6 | 3.2649 | 23.37 | 2.7528 | 0.26224
[8 empty] | 2338 | 3.2 | 2.8649 | 23.38 | 3.1797 | 0.099097
[8 empty] | 2339 | 4 | 3.6649 | 23.39 | 3.5924 | 0.0052532
[8 empty] | 2340 | 4.4 | 4.0649 | 23.4 | 3.9891 | 0.0057352
[8 empty] | 2341 | 4.8 | 4.4649 | 23.41 | 4.3682 | 0.0093503
[8 empty] | 2342 | 5.2 | 4.8649 | 23.42 | 4.7278 | 0.018779
[8 empty] | 2343 | 5.6 | 5.2649 | 23.43 | 5.0666 | 0.039331
[8 empty] | 2344 | 5.6 | 5.2649 | 23.44 | 5.3828 | 0.013916
[8 empty] | 2345 | 6 | 5.6649 | 23.45 | 5.6753 | 0.00010913
[8 empty] | 2346 | 6 | 5.6649 | 23.46 | 5.9427 | 0.077196
[8 empty] | 2347 | 7.2 | 6.8649 | 23.47 | 6.1839 | 0.46378
[8 empty] | 2348 | 6.4 | 6.0649 | 23.48 | 6.3977 | 0.11078
[8 empty] | 2349 | 7.2 | 6.8649 | 23.49 | 6.5833 | 0.079266
[8 empty] | 2350 | 7.2 | 6.8649 | 23.5 | 6.7399 | 0.015613
[8 empty] | 2351 | 7.2 | 6.8649 | 23.51 | 6.8668 | 3.7307e-06
[8 empty] | 2352 | 7.2 | 6.8649 | 23.52 | 6.9634 | 0.0097145
[8 empty] | 2353 | 7.6 | 7.2649 | 23.53 | 7.0294 | 0.055447
[8 empty] | 2354 | 7.6 | 7.2649 | 23.54 | 7.0644 | 0.040179
[8 empty] | 2355 | 7.2 | 6.8649 | 23.55 | 7.0684 | 0.041411
[8 empty] | 2356 | 7.6 | 7.2649 | 23.56 | 7.0412 | 0.050018
[8 empty] | 2357 | 7.2 | 6.8649 | 23.57 | 6.9831 | 0.013985
[8 empty] | 2358 | 7.2 | 6.8649 | 23.58 | 6.8944 | 0.00086895
[8 empty] | 2359 | 7.2 | 6.8649 | 23.59 | 6.7753 | 0.008025
[8 empty] | 2360 | 7.2 | 6.8649 | 23.6 | 6.6265 | 0.056829
[8 empty] | 2361 | 7.2 | 6.8649 | 23.61 | 6.4486 | 0.17328
[8 empty] | 2362 | 6.8 | 6.4649 | 23.62 | 6.2424 | 0.049476
[8 empty] | 2363 | 6 | 5.6649 | 23.63 | 6.0089 | 0.11836
[8 empty] | 2364 | 6 | 5.6649 | 23.64 | 5.7491 | 0.007088
[8 empty] | 2365 | 6 | 5.6649 | 23.65 | 5.464 | 0.040333
[8 empty] | 2366 | 5.6 | 5.2649 | 23.66 | 5.1551 | 0.012047
[8 empty] | 2367 | 5.2 | 4.8649 | 23.67 | 4.8237 | 0.0016994
[8 empty] | 2368 | 4.8 | 4.4649 | 23.68 | 4.4711 | 3.8962e-05
[8 empty] | 2369 | 4.4 | 4.0649 | 23.69 | 4.0991 | 0.0011694
[8 empty] | 2370 | 4 | 3.6649 | 23.7 | 3.7092 | 0.0019612
[8 empty] | 2371 | 4 | 3.6649 | 23.71 | 3.3031 | 0.13088
[8 empty] | 2372 | 3.6 | 3.2649 | 23.72 | 2.8827 | 0.14606
[8 empty] | 2373 | 2.8 | 2.4649 | 23.73 | 2.4498 | 0.00022727
[8 empty] | 2374 | 2 | 1.6649 | 23.74 | 2.0063 | 0.11658
[8 empty] | 2375 | 2 | 1.6649 | 23.75 | 1.5542 | 0.012251
[8 empty] | 2376 | 1.2 | 0.86488 | 23.76 | 1.0954 | 0.053156
[8 empty] | 2377 | 0.8 | 0.46488 | 23.77 | 0.63206 | 0.027948
[8 empty] | 2378 | 0.4 | 0.06488 | 23.78 | 0.1661 | 0.010245
[8 empty] | 2379 | -0.4 | -0.73512 | 23.79 | -0.30039 | 0.18899
[8 empty] | 2380 | -0.4 | -0.73512 | 23.8 | -0.76536 | 0.00091448
[8 empty] | 2381 | -0.8 | -1.1351 | 23.81 | -1.2268 | 0.0083982
[8 empty] | 2382 | -1.2 | -1.5351 | 23.82 | -1.6826 | 0.021741
[8 empty] | 2383 | -2 | -2.3351 | 23.83 | -2.1308 | 0.041754
[8 empty] | 2384 | -2 | -2.3351 | 23.84 | -2.5694 | 0.054901
[8 empty] | 2385 | -2.4 | -2.7351 | 23.85 | -2.9966 | 0.068366
[8 empty] | 2386 | -2.8 | -3.1351 | 23.86 | -3.4104 | 0.075772
[8 empty] | 2387 | -3.6 | -3.9351 | 23.87 | -3.809 | 0.015904
[8 empty] | 2388 | -4 | -4.3351 | 23.88 | -4.1907 | 0.020855
[8 empty] | 2389 | -4.4 | -4.7351 | 23.89 | -4.5538 | 0.032872
[8 empty] | 2390 | -4.4 | -4.7351 | 23.9 | -4.8967 | 0.02612
[8 empty] | 2391 | -5.2 | -5.5351 | 23.91 | -5.218 | 0.10058
[8 empty] | 2392 | -5.2 | -5.5351 | 23.92 | -5.5161 | 0.0003604
[8 empty] | 2393 | -5.2 | -5.5351 | 23.93 | -5.7899 | 0.064916
[8 empty] | 2394 | -5.6 | -5.9351 | 23.94 | -6.0381 | 0.010604
[8 empty] | 2395 | -6 | -6.3351 | 23.95 | -6.2596 | 0.0056994
[8 empty] | 2396 | -5.6 | -5.9351 | 23.96 | -6.4535 | 0.26875
[8 empty] | 2397 | -6 | -6.3351 | 23.97 | -6.619 | 0.080574
[8 empty] | 2398 | -6.4 | -6.7351 | 23.98 | -6.7552 | 0.00040479
[8 empty] | 2399 | -6.8 | -7.1351 | 23.99 | -6.8617 | 0.074738
[8 empty] | 2400 | -6.8 | -7.1351 | 24 | -6.938 | 0.038851
[8 empty] | 2401 | -6.8 | -7.1351 | 24.01 | -6.9837 | 0.022914
[8 empty] | 2402 | -6.8 | -7.1351 | 24.02 | -6.9987 | 0.018597
[8 empty] | 2403 | -6.8 | -7.1351 | 24.03 | -6.983 | 0.023151
[8 empty] | 2404 | -6.4 | -6.7351 | 24.04 | -6.9365 | 0.040546
[8 empty] | 2405 | -6.4 | -6.7351 | 24.05 | -6.8595 | 0.015473
[8 empty] | 2406 | -6 | -6.3351 | 24.06 | -6.7524 | 0.17413
[8 empty] | 2407 | -6.8 | -7.1351 | 24.07 | -6.6157 | 0.26984
[8 empty] | 2408 | -6 | -6.3351 | 24.08 | -6.4499 | 0.013169
[8 empty] | 2409 | -6 | -6.3351 | 24.09 | -6.2558 | 0.0062918
[8 empty] | 2410 | -5.6 | -5.9351 | 24.1 | -6.0343 | 0.0098356
[8 empty] | 2411 | -5.6 | -5.9351 | 24.11 | -5.7863 | 0.022133
[8 empty] | 2412 | -5.2 | -5.5351 | 24.12 | -5.5131 | 0.00048643
[8 empty] | 2413 | -5.2 | -5.5351 | 24.13 | -5.2157 | 0.10206
[8 empty] | 2414 | -4.4 | -4.7351 | 24.14 | -4.8954 | 0.0257
[8 empty] | 2415 | -4 | -4.3351 | 24.15 | -4.5538 | 0.047831
[8 empty] | 2416 | -3.6 | -3.9351 | 24.16 | -4.1923 | 0.066159
[8 empty] | 2417 | -3.6 | -3.9351 | 24.17 | -3.8126 | 0.01502
[8 empty] | 2418 | -2.8 | -3.1351 | 24.18 | -3.4162 | 0.079002
[8 empty] | 2419 | -2.4 | -2.7351 | 24.19 | -3.005 | 0.072818
[8 empty] | 2420 | -2 | -2.3351 | 24.2 | -2.5807 | 0.060312
[8 empty] | 2421 | -2 | -2.3351 | 24.21 | -2.1453 | 0.03604
[8 empty] | 2422 | -1.2 | -1.5351 | 24.22 | -1.7006 | 0.027384
[8 empty] | 2423 | -1.2 | -1.5351 | 24.23 | -1.2486 | 0.082071
[8 empty] | 2424 | 0 | -0.33512 | 24.24 | -0.79138 | 0.20818
[8 empty] | 2425 | 0 | -0.33512 | 24.25 | -0.33084 | 1.8314e-05
[8 empty] | 2426 | 0.8 | 0.46488 | 24.26 | 0.13096 | 0.1115
[8 empty] | 2427 | 0.8 | 0.46488 | 24.27 | 0.59198 | 0.016155
[8 empty] | 2428 | 1.2 | 0.86488 | 24.28 | 1.0502 | 0.034344
[8 empty] | 2429 | 2 | 1.6649 | 24.29 | 1.5036 | 0.026009
[8 empty] | 2430 | 2 | 1.6649 | 24.3 | 1.9502 | 0.08141
[8 empty] | 2431 | 2.8 | 2.4649 | 24.31 | 2.388 | 0.0059054
[8 empty] | 2432 | 2.8 | 2.4649 | 24.32 | 2.8152 | 0.1227
[8 empty] | 2433 | 4 | 3.6649 | 24.33 | 3.2297 | 0.18934
[8 empty] | 2434 | 4 | 3.6649 | 24.34 | 3.6299 | 0.0012209
[8 empty] | 2435 | 4.4 | 4.0649 | 24.35 | 4.014 | 0.0025892
[8 empty] | 2436 | 4.4 | 4.0649 | 24.36 | 4.3802 | 0.099449
[8 empty] | 2437 | 5.2 | 4.8649 | 24.37 | 4.7271 | 0.018996
[8 empty] | 2438 | 5.2 | 4.8649 | 24.38 | 5.0529 | 0.035365
[8 empty] | 2439 | 5.6 | 5.2649 | 24.39 | 5.3565 | 0.008386
[8 empty] | 2440 | 6 | 5.6649 | 24.4 | 5.6363 | 0.00081746
[8 empty] | 2441 | 6 | 5.6649 | 24.41 | 5.8912 | 0.051228
[8 empty] | 2442 | 6.4 | 6.0649 | 24.42 | 6.1201 | 0.003052
[8 empty] | 2443 | 6.4 | 6.0649 | 24.43 | 6.322 | 0.066122
[8 empty] | 2444 | 6.8 | 6.4649 | 24.44 | 6.496 | 0.00097028
[8 empty] | 2445 | 7.2 | 6.8649 | 24.45 | 6.6414 | 0.049946
[8 empty] | 2446 | 6.8 | 6.4649 | 24.46 | 6.7575 | 0.085621
[8 empty] | 2447 | 7.2 | 6.8649 | 24.47 | 6.8438 | 0.00044348
[8 empty] | 2448 | 7.6 | 7.2649 | 24.48 | 6.9 | 0.13313
[8 empty] | 2449 | 7.2 | 6.8649 | 24.49 | 6.9258 | 0.0037167
[8 empty] | 2450 | 7.6 | 7.2649 | 24.5 | 6.9212 | 0.11811
[8 empty] | 2451 | 7.2 | 6.8649 | 24.51 | 6.8861 | 0.00045147
[8 empty] | 2452 | 7.2 | 6.8649 | 24.52 | 6.8208 | 0.0019444
[8 empty] | 2453 | 7.2 | 6.8649 | 24.53 | 6.7255 | 0.019434
[8 empty] | 2454 | 6.8 | 6.4649 | 24.54 | 6.6006 | 0.018428
[8 empty] | 2455 | 6.4 | 6.0649 | 24.55 | 6.4468 | 0.14587
[8 empty] | 2456 | 6.8 | 6.4649 | 24.56 | 6.2647 | 0.040069
[8 empty] | 2457 | 6.4 | 6.0649 | 24.57 | 6.0551 | 9.5032e-05
[8 empty] | 2458 | 6 | 5.6649 | 24.58 | 5.819 | 0.023759
[8 empty] | 2459 | 6 | 5.6649 | 24.59 | 5.5574 | 0.011548
[8 empty] | 2460 | 5.6 | 5.2649 | 24.6 | 5.2715 | 4.3693e-05
[8 empty] | 2461 | 4.8 | 4.4649 | 24.61 | 4.9625 | 0.24763
[8 empty] | 2462 | 5.2 | 4.8649 | 24.62 | 4.6318 | 0.054314
[8 empty] | 2463 | 4.4 | 4.0649 | 24.63 | 4.2809 | 0.046675
[8 empty] | 2464 | 4.4 | 4.0649 | 24.64 | 3.9113 | 0.023573
[8 empty] | 2465 | 4 | 3.6649 | 24.65 | 3.5247 | 0.019643
[8 empty] | 2466 | 3.6 | 3.2649 | 24.66 | 3.1228 | 0.020195
[8 empty] | 2467 | 2.8 | 2.4649 | 24.67 | 2.7073 | 0.058748
[8 empty] | 2468 | 2.8 | 2.4649 | 24.68 | 2.28 | 0.034173
[8 empty] | 2469 | 2 | 1.6649 | 24.69 | 1.8429 | 0.031704
[8 empty] | 2470 | 1.6 | 1.2649 | 24.7 | 1.3979 | 0.017705
[8 empty] | 2471 | 1.2 | 0.86488 | 24.71 | 0.94698 | 0.0067412
[8 empty] | 2472 | 1.2 | 0.86488 | 24.72 | 0.49206 | 0.13899
[8 empty] | 2473 | 0.4 | 0.06488 | 24.73 | 0.035168 | 0.0008828
[8 empty] | 2474 | -0.4 | -0.73512 | 24.74 | -0.42168 | 0.098243
[8 empty] | 2475 | -0.4 | -0.73512 | 24.75 | -0.87648 | 0.019983
[8 empty] | 2476 | -0.8 | -1.1351 | 24.76 | -1.3272 | 0.036906
[8 empty] | 2477 | -2 | -2.3351 | 24.77 | -1.7719 | 0.31716
[8 empty] | 2478 | -2 | -2.3351 | 24.78 | -2.2087 | 0.015987
[8 empty] | 2479 | -2.4 | -2.7351 | 24.79 | -2.6355 | 0.0099216
[8 empty] | 2480 | -2.8 | -3.1351 | 24.8 | -3.0506 | 0.0071485
[8 empty] | 2481 | -2.8 | -3.1351 | 24.81 | -3.452 | 0.10044
[8 empty] | 2482 | -3.6 | -3.9351 | 24.82 | -3.8381 | 0.0094039
[8 empty] | 2483 | -3.6 | -3.9351 | 24.83 | -4.2072 | 0.074034
[8 empty] | 2484 | -4 | -4.3351 | 24.84 | -4.5576 | 0.049505
[8 empty] | 2485 | -4.4 | -4.7351 | 24.85 | -4.8878 | 0.023319
[8 empty] | 2486 | -4.4 | -4.7351 | 24.86 | -5.1964 | 0.21278
[8 empty] | 2487 | -5.2 | -5.5351 | 24.87 | -5.482 | 0.0028228
[8 empty] | 2488 | -5.2 | -5.5351 | 24.88 | -5.7433 | 0.043359
[8 empty] | 2489 | -5.6 | -5.9351 | 24.89 | -5.9793 | 0.0019551
[8 empty] | 2490 | -6 | -6.3351 | 24.9 | -6.1889 | 0.021372
[8 empty] | 2491 | -6 | -6.3351 | 24.91 | -6.3712 | 0.0013027
[8 empty] | 2492 | -6 | -6.3351 | 24.92 | -6.5254 | 0.036207
[8 empty] | 2493 | -6.4 | -6.7351 | 24.93 | -6.6508 | 0.0071056
[8 empty] | 2494 | -6.8 | -7.1351 | 24.94 | -6.7469 | 0.15068
[8 empty] | 2495 | -6.4 | -6.7351 | 24.95 | -6.8134 | 0.0061214
[8 empty] | 2496 | -6.4 | -6.7351 | 24.96 | -6.8498 | 0.013147
[8 empty] | 2497 | -6.4 | -6.7351 | 24.97 | -6.8561 | 0.014627
[8 empty] | 2498 | -6.8 | -7.1351 | 24.98 | -6.8322 | 0.091768
[8 empty] | 2499 | -6.4 | -6.7351 | 24.99 | -6.7783 | 0.0018629
[8 empty] | 2500 | -6.4 | -6.7351 | 25 | -6.6946 | 0.0016428
[8 empty] | 2501 | -6 | -6.3351 | 25.01 | -6.5815 | 0.060699
[8 empty] | 2502 | -6.4 | -6.7351 | 25.02 | -6.4395 | 0.08739
[8 empty] | 2503 | -6 | -6.3351 | 25.03 | -6.2693 | 0.0043384
[8 empty] | 2504 | -6 | -6.3351 | 25.04 | -6.0715 | 0.069491
[8 empty] | 2505 | -5.6 | -5.9351 | 25.05 | -5.8471 | 0.007739
[8 empty] | 2506 | -5.2 | -5.5351 | 25.06 | -5.5972 | 0.0038504
[8 empty] | 2507 | -5.2 | -5.5351 | 25.07 | -5.3227 | 0.045127
[8 empty] | 2508 | -4.8 | -5.1351 | 25.08 | -5.0249 | 0.012145
[8 empty] | 2509 | -4.4 | -4.7351 | 25.09 | -4.7052 | 0.00089677
[8 empty] | 2510 | -3.6 | -3.9351 | 25.1 | -4.3649 | 0.18469
[8 empty] | 2511 | -3.6 | -3.9351 | 25.11 | -4.0055 | 0.0049581
[8 empty] | 2512 | -3.6 | -3.9351 | 25.12 | -3.6287 | 0.093875
[8 empty] | 2513 | -2.8 | -3.1351 | 25.13 | -3.2361 | 0.010203
[8 empty] | 2514 | -2 | -2.3351 | 25.14 | -2.8295 | 0.24438
[8 empty] | 2515 | -2 | -2.3351 | 25.15 | -2.4105 | 0.0056879
[8 empty] | 2516 | -1.6 | -1.9351 | 25.16 | -1.9812 | 0.0021223
[8 empty] | 2517 | -1.2 | -1.5351 | 25.17 | -1.5433 | 6.709e-05
[8 empty] | 2518 | -0.4 | -0.73512 | 25.18 | -1.0988 | 0.13229
[8 empty] | 2519 | -0.4 | -0.73512 | 25.19 | -0.64972 | 0.0072934
[8 empty] | 2520 | -0.4 | -0.73512 | 25.2 | -0.19794 | 0.28856
[8 empty] | 2521 | 0.8 | 0.46488 | 25.21 | 0.25452 | 0.044253
[8 empty] | 2522 | 1.2 | 0.86488 | 25.22 | 0.70566 | 0.025351
[8 empty] | 2523 | 1.6 | 1.2649 | 25.23 | 1.1535 | 0.012405
[8 empty] | 2524 | 2 | 1.6649 | 25.24 | 1.5961 | 0.0047333
[8 empty] | 2525 | 2.4 | 2.0649 | 25.25 | 2.0315 | 0.0011176
[8 empty] | 2526 | 2.8 | 2.4649 | 25.26 | 2.4577 | 5.1588e-05
[8 empty] | 2527 | 3.2 | 2.8649 | 25.27 | 2.873 | 6.5179e-05
[8 empty] | 2528 | 3.6 | 3.2649 | 25.28 | 3.2754 | 0.00011059
[8 empty] | 2529 | 4.4 | 4.0649 | 25.29 | 3.6633 | 0.1613
[8 empty] | 2530 | 4.4 | 4.0649 | 25.3 | 4.0348 | 0.00090181
[8 empty] | 2531 | 4.8 | 4.4649 | 25.31 | 4.3885 | 0.0058287
[8 empty] | 2532 | 5.2 | 4.8649 | 25.32 | 4.7228 | 0.020196
[8 empty] | 2533 | 5.6 | 5.2649 | 25.33 | 5.0361 | 0.052346
[8 empty] | 2534 | 5.6 | 5.2649 | 25.34 | 5.3271 | 0.0038745
[8 empty] | 2535 | 6 | 5.6649 | 25.35 | 5.5946 | 0.0049377
[8 empty] | 2536 | 6.4 | 6.0649 | 25.36 | 5.8374 | 0.051757
[8 empty] | 2537 | 6.4 | 6.0649 | 25.37 | 6.0544 | 0.00011044
[8 empty] | 2538 | 6.8 | 6.4649 | 25.38 | 6.2446 | 0.048503
[8 empty] | 2539 | 6.8 | 6.4649 | 25.39 | 6.4074 | 0.0033068
[8 empty] | 2540 | 6.8 | 6.4649 | 25.4 | 6.5419 | 0.0059256
[8 empty] | 2541 | 7.2 | 6.8649 | 25.41 | 6.6475 | 0.047248
[8 empty] | 2542 | 7.2 | 6.8649 | 25.42 | 6.7239 | 0.019878
[8 empty] | 2543 | 7.6 | 7.2649 | 25.43 | 6.7707 | 0.24425
[8 empty] | 2544 | 7.2 | 6.8649 | 25.44 | 6.7876 | 0.005965
[8 empty] | 2545 | 7.2 | 6.8649 | 25.45 | 6.7748 | 0.0081199
[8 empty] | 2546 | 7.2 | 6.8649 | 25.46 | 6.7321 | 0.017629
[8 empty] | 2547 | 7.2 | 6.8649 | 25.47 | 6.6599 | 0.042036
[8 empty] | 2548 | 7.2 | 6.8649 | 25.48 | 6.5583 | 0.093963
[8 empty] | 2549 | 6.8 | 6.4649 | 25.49 | 6.428 | 0.0013571
[8 empty] | 2550 | 6.8 | 6.4649 | 25.5 | 6.2695 | 0.038164
[8 empty] | 2551 | 6.8 | 6.4649 | 25.51 | 6.0835 | 0.14545
[8 empty] | 2552 | 6.4 | 6.0649 | 25.52 | 5.8708 | 0.037663
[8 empty] | 2553 | 6 | 5.6649 | 25.53 | 5.6324 | 0.0010555
[8 empty] | 2554 | 6 | 5.6649 | 25.54 | 5.3693 | 0.087364
[8 empty] | 2555 | 5.6 | 5.2649 | 25.55 | 5.0827 | 0.033181
[8 empty] | 2556 | 5.2 | 4.8649 | 25.56 | 4.7739 | 0.0082756
[8 empty] | 2557 | 4.4 | 4.0649 | 25.57 | 4.4442 | 0.14391
[8 empty] | 2558 | 4.4 | 4.0649 | 25.58 | 4.0952 | 0.00091688
[8 empty] | 2559 | 4 | 3.6649 | 25.59 | 3.7282 | 0.0040127
[8 empty] | 2560 | 3.6 | 3.2649 | 25.6 | 3.3451 | 0.0064279
[8 empty] | 2561 | 3.2 | 2.8649 | 25.61 | 2.9473 | 0.0067992
[8 empty] | 2562 | 2.8 | 2.4649 | 25.62 | 2.5368 | 0.0051768
[8 empty] | 2563 | 2.4 | 2.0649 | 25.63 | 2.1153 | 0.0025466
[8 empty] | 2564 | 2.4 | 2.0649 | 25.64 | 1.6847 | 0.14451
[8 empty] | 2565 | 1.2 | 0.86488 | 25.65 | 1.2469 | 0.14594
[8 empty] | 2566 | 1.2 | 0.86488 | 25.66 | 0.80378 | 0.0037329
[8 empty] | 2567 | 0.8 | 0.46488 | 25.67 | 0.35731 | 0.011571
[8 empty] | 2568 | 0.4 | 0.06488 | 25.68 | -0.090534 | 0.024154
[8 empty] | 2569 | -0.4 | -0.73512 | 25.69 | -0.53779 | 0.038939
[8 empty] | 2570 | -0.4 | -0.73512 | 25.7 | -0.98249 | 0.061192
[8 empty] | 2571 | -1.2 | -1.5351 | 25.71 | -1.4227 | 0.012644
[8 empty] | 2572 | -1.2 | -1.5351 | 25.72 | -1.8564 | 0.10323
[8 empty] | 2573 | -2 | -2.3351 | 25.73 | -2.2818 | 0.0028423
[8 empty] | 2574 | -2.4 | -2.7351 | 25.74 | -2.697 | 0.0014547
[8 empty] | 2575 | -2.8 | -3.1351 | 25.75 | -3.1001 | 0.0012256
[8 empty] | 2576 | -3.2 | -3.5351 | 25.76 | -3.4894 | 0.0020869
[8 empty] | 2577 | -3.6 | -3.9351 | 25.77 | -3.8633 | 0.0051652
[8 empty] | 2578 | -4 | -4.3351 | 25.78 | -4.2199 | 0.013273
[8 empty] | 2579 | -4 | -4.3351 | 25.79 | -4.5579 | 0.049615
[8 empty] | 2580 | -4.4 | -4.7351 | 25.8 | -4.8756 | 0.019742
[8 empty] | 2581 | -4.8 | -5.1351 | 25.81 | -5.1718 | 0.0013462
[8 empty] | 2582 | -5.2 | -5.5351 | 25.82 | -5.4451 | 0.0080995
[8 empty] | 2583 | -5.2 | -5.5351 | 25.83 | -5.6944 | 0.025361
[8 empty] | 2584 | -5.6 | -5.9351 | 25.84 | -5.9185 | 0.00027718
[8 empty] | 2585 | -5.6 | -5.9351 | 25.85 | -6.1164 | 0.03288
[8 empty] | 2586 | -6 | -6.3351 | 25.86 | -6.2874 | 0.0022734
[8 empty] | 2587 | -6.4 | -6.7351 | 25.87 | -6.4307 | 0.092666
[8 empty] | 2588 | -6 | -6.3351 | 25.88 | -6.5456 | 0.044317
[8 empty] | 2589 | -6.4 | -6.7351 | 25.89 | -6.6317 | 0.01069
[8 empty] | 2590 | -6.4 | -6.7351 | 25.9 | -6.6886 | 0.0021622
[8 empty] | 2591 | -6 | -6.3351 | 25.91 | -6.7161 | 0.14513
[8 empty] | 2592 | -6.4 | -6.7351 | 25.92 | -6.714 | 0.0004469
[8 empty] | 2593 | -6 | -6.3351 | 25.93 | -6.6824 | 0.12058
[8 empty] | 2594 | -6.8 | -7.1351 | 25.94 | -6.6214 | 0.26394
[8 empty] | 2595 | -6 | -6.3351 | 25.95 | -6.5313 | 0.038481
[8 empty] | 2596 | -6.4 | -6.7351 | 25.96 | -6.4125 | 0.10407
[8 empty] | 2597 | -5.6 | -5.9351 | 25.97 | -6.2656 | 0.10922
[8 empty] | 2598 | -5.2 | -5.5351 | 25.98 | -6.0912 | 0.30922
[8 empty] | 2599 | -5.2 | -5.5351 | 25.99 | -5.8901 | 0.126
[8 empty] | 2600 | -5.2 | -5.5351 | 26 | -5.6631 | 0.016391
[8 empty] | 2601 | -5.2 | -5.5351 | 26.01 | -5.4114 | 0.015305
[8 empty] | 2602 | -4.8 | -5.1351 | 26.02 | -5.136 | 7.3384e-07
[8 empty] | 2603 | -4.4 | -4.7351 | 26.03 | -4.8381 | 0.010601
[8 empty] | 2604 | -4 | -4.3351 | 26.04 | -4.519 | 0.033825
[8 empty] | 2605 | -3.6 | -3.9351 | 26.05 | -4.1803 | 0.060091
[8 empty] | 2606 | -3.2 | -3.5351 | 26.06 | -3.8232 | 0.083012
[8 empty] | 2607 | -2.8 | -3.1351 | 26.07 | -3.4496 | 0.098873
[8 empty] | 2608 | -2.4 | -2.7351 | 26.08 | -3.0609 | 0.10612
[8 empty] | 2609 | -2.4 | -2.7351 | 26.09 | -2.6589 | 0.00581
[8 empty] | 2610 | -2 | -2.3351 | 26.1 | -2.2454 | 0.00805
[8 empty] | 2611 | -1.6 | -1.9351 | 26.11 | -1.8222 | 0.01275
[8 empty] | 2612 | -0.8 | -1.1351 | 26.12 | -1.3912 | 0.065566
[8 empty] | 2613 | -0.8 | -1.1351 | 26.13 | -0.95422 | 0.032725
[8 empty] | 2614 | 0 | -0.33512 | 26.14 | -0.51325 | 0.031732
[8 empty] | 2615 | 0.4 | 0.06488 | 26.15 | -0.070221 | 0.018252
[8 empty] | 2616 | 0.8 | 0.46488 | 26.16 | 0.37293 | 0.0084548
[8 empty] | 2617 | 1.2 | 0.86488 | 26.17 | 0.81425 | 0.0025634
[8 empty] | 2618 | 1.2 | 0.86488 | 26.18 | 1.2518 | 0.14971
[8 empty] | 2619 | 1.6 | 1.2649 | 26.19 | 1.6837 | 0.17537
[8 empty] | 2620 | 2.8 | 2.4649 | 26.2 | 2.1079 | 0.12742
[8 empty] | 2621 | 2.8 | 2.4649 | 26.21 | 2.5227 | 0.003347
[8 empty] | 2622 | 2.8 | 2.4649 | 26.22 | 2.9263 | 0.21288
[8 empty] | 2623 | 3.6 | 3.2649 | 26.23 | 3.3168 | 0.0026926
[8 empty] | 2624 | 4.4 | 4.0649 | 26.24 | 3.6925 | 0.13866
[8 empty] | 2625 | 4.4 | 4.0649 | 26.25 | 4.0519 | 0.00016961
[8 empty] | 2626 | 4.4 | 4.0649 | 26.26 | 4.3932 | 0.10781
[8 empty] | 2627 | 5.2 | 4.8649 | 26.27 | 4.7151 | 0.022425
[8 empty] | 2628 | 5.6 | 5.2649 | 26.28 | 5.0162 | 0.061863
[8 empty] | 2629 | 6 | 5.6649 | 26.29 | 5.295 | 0.13681
[8 empty] | 2630 | 6 | 5.6649 | 26.3 | 5.5504 | 0.013099
[8 empty] | 2631 | 6 | 5.6649 | 26.31 | 5.7813 | 0.013564
[8 empty] | 2632 | 6.4 | 6.0649 | 26.32 | 5.9867 | 0.0061063
[8 empty] | 2633 | 6.4 | 6.0649 | 26.33 | 6.1657 | 0.010167
[8 empty] | 2634 | 6.8 | 6.4649 | 26.34 | 6.3175 | 0.021722
[8 empty] | 2635 | 6.8 | 6.4649 | 26.35 | 6.4414 | 0.0005498
[8 empty] | 2636 | 7.2 | 6.8649 | 26.36 | 6.537 | 0.10751
[8 empty] | 2637 | 7.2 | 6.8649 | 26.37 | 6.6038 | 0.068186
[8 empty] | 2638 | 7.2 | 6.8649 | 26.38 | 6.6415 | 0.04992
[8 empty] | 2639 | 7.2 | 6.8649 | 26.39 | 6.6499 | 0.046205
[8 empty] | 2640 | 7.2 | 6.8649 | 26.4 | 6.6292 | 0.055567
[8 empty] | 2641 | 6.8 | 6.4649 | 26.41 | 6.5792 | 0.013078
[8 empty] | 2642 | 6.8 | 6.4649 | 26.42 | 6.5004 | 0.0012624
[8 empty] | 2643 | 6.8 | 6.4649 | 26.43 | 6.393 | 0.0051626
[8 empty] | 2644 | 6.8 | 6.4649 | 26.44 | 6.2576 | 0.042973
[8 empty] | 2645 | 6.4 | 6.0649 | 26.45 | 6.0947 | 0.00088753
[8 empty] | 2646 | 6.4 | 6.0649 | 26.46 | 5.905 | 0.025552
[8 empty] | 2647 | 6 | 5.6649 | 26.47 | 5.6895 | 0.00060632
[8 empty] | 2648 | 6 | 5.6649 | 26.48 | 5.449 | 0.046583
[8 empty] | 2649 | 5.6 | 5.2649 | 26.49 | 5.1847 | 0.0064233
[8 empty] | 2650 | 5.2 | 4.8649 | 26.5 | 4.8977 | 0.0010794
[8 empty] | 2651 | 4.8 | 4.4649 | 26.51 | 4.5893 | 0.015485
[8 empty] | 2652 | 4.4 | 4.0649 | 26.52 | 4.2609 | 0.038406
[8 empty] | 2653 | 4.4 | 4.0649 | 26.53 | 3.9138 | 0.022827
[8 empty] | 2654 | 4 | 3.6649 | 26.54 | 3.5497 | 0.013273
[8 empty] | 2655 | 3.6 | 3.2649 | 26.55 | 3.1701 | 0.0089844
[8 empty] | 2656 | 2.8 | 2.4649 | 26.56 | 2.7767 | 0.097257
[8 empty] | 2657 | 2.4 | 2.0649 | 26.57 | 2.3713 | 0.093921
[8 empty] | 2658 | 2.4 | 2.0649 | 26.58 | 1.9557 | 0.011921
[8 empty] | 2659 | 2 | 1.6649 | 26.59 | 1.5316 | 0.017756
[8 empty] | 2660 | 1.2 | 0.86488 | 26.6 | 1.101 | 0.055754
[8 empty] | 2661 | 1.2 | 0.86488 | 26.61 | 0.66572 | 0.039663
[8 empty] | 2662 | 0.8 | 0.46488 | 26.62 | 0.22771 | 0.056252
[8 empty] | 2663 | 0.4 | 0.06488 | 26.63 | -0.21113 | 0.07618
[8 empty] | 2664 | -0.4 | -0.73512 | 26.64 | -0.64884 | 0.0074441
[8 empty] | 2665 | -0.4 | -0.73512 | 26.65 | -1.0835 | 0.12138
[8 empty] | 2666 | -1.2 | -1.5351 | 26.66 | -1.5132 | 0.00047904
[8 empty] | 2667 | -1.6 | -1.9351 | 26.67 | -1.9361 | 9.8682e-07
[8 empty] | 2668 | -2 | -2.3351 | 26.68 | -2.3503 | 0.00023035
[8 empty] | 2669 | -2.4 | -2.7351 | 26.69 | -2.754 | 0.0003552
[8 empty] | 2670 | -2.8 | -3.1351 | 26.7 | -3.1454 | 0.00010468
[8 empty] | 2671 | -3.6 | -3.9351 | 26.71 | -3.5227 | 0.17006
[8 empty] | 2672 | -4 | -4.3351 | 26.72 | -3.8845 | 0.20309
[8 empty] | 2673 | -3.6 | -3.9351 | 26.73 | -4.229 | 0.08634
[8 empty] | 2674 | -4 | -4.3351 | 26.74 | -4.5547 | 0.048216
[8 empty] | 2675 | -4.8 | -5.1351 | 26.75 | -4.8603 | 0.075539
[8 empty] | 2676 | -4.8 | -5.1351 | 26.76 | -5.1443 | 8.5127e-05
[8 empty] | 2677 | -5.2 | -5.5351 | 26.77 | -5.4057 | 0.016757
[8 empty] | 2678 | -5.2 | -5.5351 | 26.78 | -5.6431 | 0.011662
[8 empty] | 2679 | -5.6 | -5.9351 | 26.79 | -5.8556 | 0.0063184
[8 empty] | 2680 | -6 | -6.3351 | 26.8 | -6.0423 | 0.085738
[8 empty] | 2681 | -5.6 | -5.9351 | 26.81 | -6.2023 | 0.071404
[8 empty] | 2682 | -6 | -6.3351 | 26.82 | -6.335 | 1.0509e-08
[8 empty] | 2683 | -6 | -6.3351 | 26.83 | -6.4398 | 0.010954
[8 empty] | 2684 | -6 | -6.3351 | 26.84 | -6.5162 | 0.032784
[8 empty] | 2685 | -6.4 | -6.7351 | 26.85 | -6.5639 | 0.029318
[8 empty] | 2686 | -6 | -6.3351 | 26.86 | -6.5827 | 0.061306
[8 empty] | 2687 | -6.4 | -6.7351 | 26.87 | -6.5726 | 0.026416
[8 empty] | 2688 | -6.4 | -6.7351 | 26.88 | -6.5336 | 0.040627
[8 empty] | 2689 | -5.6 | -5.9351 | 26.89 | -6.4658 | 0.28163
[8 empty] | 2690 | -6 | -6.3351 | 26.9 | -6.3697 | 0.0011931
[8 empty] | 2691 | -6 | -6.3351 | 26.91 | -6.2455 | 0.0080245
[8 empty] | 2692 | -5.6 | -5.9351 | 26.92 | -6.094 | 0.025245
[8 empty] | 2693 | -5.2 | -5.5351 | 26.93 | -5.9157 | 0.14487
[8 empty] | 2694 | -5.2 | -5.5351 | 26.94 | -5.7115 | 0.031122
[8 empty] | 2695 | -5.2 | -5.5351 | 26.95 | -5.4823 | 0.00279
[8 empty] | 2696 | -5.2 | -5.5351 | 26.96 | -5.2291 | 0.093676
[8 empty] | 2697 | -4.4 | -4.7351 | 26.97 | -4.9529 | 0.047438
[8 empty] | 2698 | -4 | -4.3351 | 26.98 | -4.6551 | 0.10241
[8 empty] | 2699 | -3.6 | -3.9351 | 26.99 | -4.337 | 0.1615
[8 empty] | 2700 | -3.6 | -3.9351 | 27 | -3.9999 | 0.0041989
[8 empty] | 2701 | -3.6 | -3.9351 | 27.01 | -3.6454 | 0.083937
[8 empty] | 2702 | -2.8 | -3.1351 | 27.02 | -3.275 | 0.019568
[8 empty] | 2703 | -2.4 | -2.7351 | 27.03 | -2.8904 | 0.024102
[8 empty] | 2704 | -2 | -2.3351 | 27.04 | -2.4932 | 0.024984
[8 empty] | 2705 | -2 | -2.3351 | 27.05 | -2.0852 | 0.062456
[8 empty] | 2706 | -0.8 | -1.1351 | 27.06 | -1.6682 | 0.28421
[8 empty] | 2707 | -0.8 | -1.1351 | 27.07 | -1.2441 | 0.011879
[8 empty] | 2708 | -0.4 | -0.73512 | 27.08 | -0.81469 | 0.006332
[8 empty] | 2709 | -0.4 | -0.73512 | 27.09 | -0.38188 | 0.12478
[8 empty] | 2710 | 0.4 | 0.06488 | 27.1 | 0.052426 | 0.0001551
[8 empty] | 2711 | 0.8 | 0.46488 | 27.11 | 0.48631 | 0.00045945
[8 empty] | 2712 | 1.2 | 0.86488 | 27.12 | 0.91788 | 0.0028088
[8 empty] | 2713 | 1.6 | 1.2649 | 27.13 | 1.3452 | 0.0064543
[8 empty] | 2714 | 2.4 | 2.0649 | 27.14 | 1.7665 | 0.089055
[8 empty] | 2715 | 2.4 | 2.0649 | 27.15 | 2.1798 | 0.013195
[8 empty] | 2716 | 2.8 | 2.4649 | 27.16 | 2.5833 | 0.014018
[8 empty] | 2717 | 3.6 | 3.2649 | 27.17 | 2.9753 | 0.083874
[8 empty] | 2718 | 4 | 3.6649 | 27.18 | 3.354 | 0.09664
[8 empty] | 2719 | 4.4 | 4.0649 | 27.19 | 3.7178 | 0.12044
[8 empty] | 2720 | 4.4 | 4.0649 | 27.2 | 4.0652 | 7.6856e-08
[8 empty] | 2721 | 4.8 | 4.4649 | 27.21 | 4.3945 | 0.0049602
[8 empty] | 2722 | 5.2 | 4.8649 | 27.22 | 4.7043 | 0.025793
[8 empty] | 2723 | 5.6 | 5.2649 | 27.23 | 4.9933 | 0.073765
[8 empty] | 2724 | 6 | 5.6649 | 27.24 | 5.2602 | 0.16376
[8 empty] | 2725 | 6 | 5.6649 | 27.25 | 5.5039 | 0.025921
[8 empty] | 2726 | 6 | 5.6649 | 27.26 | 5.7232 | 0.0034066
[8 empty] | 2727 | 6 | 5.6649 | 27.27 | 5.9173 | 0.06374
[8 empty] | 2728 | 6.4 | 6.0649 | 27.28 | 6.0853 | 0.00041881
[8 empty] | 2729 | 6.4 | 6.0649 | 27.29 | 6.2265 | 0.026124
[8 empty] | 2730 | 6.8 | 6.4649 | 27.3 | 6.3402 | 0.015538
[8 empty] | 2731 | 6.8 | 6.4649 | 27.31 | 6.426 | 0.0015103
[8 empty] | 2732 | 6.8 | 6.4649 | 27.32 | 6.4835 | 0.00034708
[8 empty] | 2733 | 6.8 | 6.4649 | 27.33 | 6.5125 | 0.0022645
[8 empty] | 2734 | 7.2 | 6.8649 | 27.34 | 6.5128 | 0.12398
[8 empty] | 2735 | 6.8 | 6.4649 | 27.35 | 6.4844 | 0.00038234
[8 empty] | 2736 | 6.8 | 6.4649 | 27.36 | 6.4276 | 0.0013903
[8 empty] | 2737 | 6.4 | 6.0649 | 27.37 | 6.3425 | 0.077079
[8 empty] | 2738 | 6.8 | 6.4649 | 27.38 | 6.2296 | 0.05537
[8 empty] | 2739 | 6.4 | 6.0649 | 27.39 | 6.0893 | 0.00059575
[8 empty] | 2740 | 6.4 | 6.0649 | 27.4 | 5.9223 | 0.020333
[8 empty] | 2741 | 6 | 5.6649 | 27.41 | 5.7293 | 0.0041513
[8 empty] | 2742 | 6 | 5.6649 | 27.42 | 5.5112 | 0.02361
[8 empty] | 2743 | 6 | 5.6649 | 27.43 | 5.269 | 0.15673
[8 empty] | 2744 | 5.2 | 4.8649 | 27.44 | 5.0037 | 0.01927
[8 empty] | 2745 | 5.2 | 4.8649 | 27.45 | 4.7165 | 0.022013
[8 empty] | 2746 | 4.4 | 4.0649 | 27.46 | 4.4087 | 0.11822
[8 empty] | 2747 | 4.4 | 4.0649 | 27.47 | 4.0816 | 0.00028118
[8 empty] | 2748 | 4 | 3.6649 | 27.48 | 3.7368 | 0.0051697
[8 empty] | 2749 | 4 | 3.6649 | 27.49 | 3.3756 | 0.083667
[8 empty] | 2750 | 3.6 | 3.2649 | 27.5 | 2.9998 | 0.070274
[8 empty] | 2751 | 2.8 | 2.4649 | 27.51 | 2.6109 | 0.021326
[8 empty] | 2752 | 2.8 | 2.4649 | 27.52 | 2.2107 | 0.064593
[8 empty] | 2753 | 2 | 1.6649 | 27.53 | 1.801 | 0.018527
[8 empty] | 2754 | 2 | 1.6649 | 27.54 | 1.3835 | 0.079166
[8 empty] | 2755 | 1.2 | 0.86488 | 27.55 | 0.96013 | 0.0090729
[8 empty] | 2756 | 0.8 | 0.46488 | 27.56 | 0.53271 | 0.0046007
[8 empty] | 2757 | 0.8 | 0.46488 | 27.57 | 0.10313 | 0.13087
[8 empty] | 2758 | 0.4 | 0.06488 | 27.58 | -0.32672 | 0.15335
[8 empty] | 2759 | -0.4 | -0.73512 | 27.59 | -0.75495 | 0.00039328
[8 empty] | 2760 | -0.4 | -0.73512 | 27.6 | -1.1797 | 0.19763
[8 empty] | 2761 | -1.2 | -1.5351 | 27.61 | -1.599 | 0.0040842
[8 empty] | 2762 | -1.6 | -1.9351 | 27.62 | -2.0112 | 0.0057832
[8 empty] | 2763 | -2 | -2.3351 | 27.63 | -2.4143 | 0.0062672
[8 empty] | 2764 | -2.4 | -2.7351 | 27.64 | -2.8066 | 0.0051113
[8 empty] | 2765 | -2.8 | -3.1351 | 27.65 | -3.1864 | 0.0026326
[8 empty] | 2766 | -3.6 | -3.9351 | 27.66 | -3.5521 | 0.14673
[8 empty] | 2767 | -3.6 | -3.9351 | 27.67 | -3.9019 | 0.0011016
[8 empty] | 2768 | -3.6 | -3.9351 | 27.68 | -4.2345 | 0.089617
[8 empty] | 2769 | -4 | -4.3351 | 27.69 | -4.5483 | 0.045431
[8 empty] | 2770 | -4 | -4.3351 | 27.7 | -4.8419 | 0.25684
[8 empty] | 2771 | -5.2 | -5.5351 | 27.71 | -5.1141 | 0.17722
[8 empty] | 2772 | -5.2 | -5.5351 | 27.72 | -5.3638 | 0.029362
[8 empty] | 2773 | -5.2 | -5.5351 | 27.73 | -5.5897 | 0.0029784
[8 empty] | 2774 | -5.6 | -5.9351 | 27.74 | -5.7909 | 0.020787
[8 empty] | 2775 | -5.6 | -5.9351 | 27.75 | -5.9666 | 0.00099335
[8 empty] | 2776 | -5.6 | -5.9351 | 27.76 | -6.116 | 0.032724
[8 empty] | 2777 | -6 | -6.3351 | 27.77 | -6.2384 | 0.0093476
[8 empty] | 2778 | -6 | -6.3351 | 27.78 | -6.3334 | 3.0632e-06
[8 empty] | 2779 | -6 | -6.3351 | 27.79 | -6.4004 | 0.0042627
[8 empty] | 2780 | -6 | -6.3351 | 27.8 | -6.4393 | 0.010848
[8 empty] | 2781 | -6 | -6.3351 | 27.81 | -6.4498 | 0.013152
[8 empty] | 2782 | -6.4 | -6.7351 | 27.82 | -6.432 | 0.091903
[8 empty] | 2783 | -6 | -6.3351 | 27.83 | -6.3858 | 0.0025734
[8 empty] | 2784 | -6 | -6.3351 | 27.84 | -6.3117 | 0.00054991
[8 empty] | 2785 | -5.6 | -5.9351 | 27.85 | -6.2098 | 0.075431
[8 empty] | 2786 | -6 | -6.3351 | 27.86 | -6.0806 | 0.064781
[8 empty] | 2787 | -5.6 | -5.9351 | 27.87 | -5.9247 | 0.00010762
[8 empty] | 2788 | -5.2 | -5.5351 | 27.88 | -5.7429 | 0.043175
[8 empty] | 2789 | -4.8 | -5.1351 | 27.89 | -5.5359 | 0.16062
[8 empty] | 2790 | -5.2 | -5.5351 | 27.9 | -5.3046 | 0.053132
[8 empty] | 2791 | -4.4 | -4.7351 | 27.91 | -5.0501 | 0.099222
[8 empty] | 2792 | -4.4 | -4.7351 | 27.92 | -4.7735 | 0.0014742
[8 empty] | 2793 | -4 | -4.3351 | 27.93 | -4.476 | 0.019859
[8 empty] | 2794 | -3.6 | -3.9351 | 27.94 | -4.159 | 0.050129
[8 empty] | 2795 | -3.2 | -3.5351 | 27.95 | -3.8238 | 0.083355
[8 empty] | 2796 | -2.8 | -3.1351 | 27.96 | -3.472 | 0.11347
[8 empty] | 2797 | -2.4 | -2.7351 | 27.97 | -3.105 | 0.13682
[8 empty] | 2798 | -2.4 | -2.7351 | 27.98 | -2.7245 | 0.00011188
[8 empty] | 2799 | -2 | -2.3351 | 27.99 | -2.3323 | 8.1891e-06
[8 empty] | 2800 | -1.2 | -1.5351 | 28 | -1.9299 | 0.15584
[8 empty] | 2801 | -1.2 | -1.5351 | 28.01 | -1.5192 | 0.0002534
[8 empty] | 2802 | -0.8 | -1.1351 | 28.02 | -1.102 | 0.0010961
[8 empty] | 2803 | -0.4 | -0.73512 | 28.03 | -0.68016 | 0.003021
[8 empty] | 2804 | 0.4 | 0.06488 | 28.04 | -0.25549 | 0.10264
[8 empty] | 2805 | 0.8 | 0.46488 | 28.05 | 0.17011 | 0.086887
[8 empty] | 2806 | 0.8 | 0.46488 | 28.06 | 0.59479 | 0.016876
[8 empty] | 2807 | 1.2 | 0.86488 | 28.07 | 1.0167 | 0.023038
[8 empty] | 2808 | 1.6 | 1.2649 | 28.08 | 1.4339 | 0.028563
[8 empty] | 2809 | 2.4 | 2.0649 | 28.09 | 1.8446 | 0.048513
[8 empty] | 2810 | 2.8 | 2.4649 | 28.1 | 2.2471 | 0.047441
[8 empty] | 2811 | 3.2 | 2.8649 | 28.11 | 2.6395 | 0.050812
[8 empty] | 2812 | 3.6 | 3.2649 | 28.12 | 3.0201 | 0.059927
[8 empty] | 2813 | 4 | 3.6649 | 28.13 | 3.3873 | 0.077077
[8 empty] | 2814 | 4 | 3.6649 | 28.14 | 3.7394 | 0.0055487
[8 empty] | 2815 | 4.4 | 4.0649 | 28.15 | 4.0749 | 0.00010021
[8 empty] | 2816 | 4.4 | 4.0649 | 28.16 | 4.3923 | 0.10723
[8 empty] | 2817 | 5.2 | 4.8649 | 28.17 | 4.6904 | 0.03046
[8 empty] | 2818 | 5.2 | 4.8649 | 28.18 | 4.9676 | 0.010551
[8 empty] | 2819 | 5.6 | 5.2649 | 28.19 | 5.2229 | 0.0017636
[8 empty] | 2820 | 6 | 5.6649 | 28.2 | 5.4551 | 0.044012
[8 empty] | 2821 | 6 | 5.6649 | 28.21 | 5.6632 | 2.8027e-06
[8 empty] | 2822 | 6 | 5.6649 | 28.22 | 5.8463 | 0.032923
[8 empty] | 2823 | 6 | 5.6649 | 28.23 | 6.0037 | 0.11477
[8 empty] | 2824 | 6.4 | 6.0649 | 28.24 | 6.1345 | 0.0048502
[8 empty] | 2825 | 6.8 | 6.4649 | 28.25 | 6.2384 | 0.051315
[8 empty] | 2826 | 6.8 | 6.4649 | 28.26 | 6.3147 | 0.022553
[8 empty] | 2827 | 6.8 | 6.4649 | 28.27 | 6.3633 | 0.010329
[8 empty] | 2828 | 6.8 | 6.4649 | 28.28 | 6.3838 | 0.0065749
[8 empty] | 2829 | 6.8 | 6.4649 | 28.29 | 6.3763 | 0.0078543
[8 empty] | 2830 | 6.8 | 6.4649 | 28.3 | 6.3407 | 0.015426
[8 empty] | 2831 | 6.8 | 6.4649 | 28.31 | 6.2772 | 0.035211
[8 empty] | 2832 | 6.4 | 6.0649 | 28.32 | 6.1862 | 0.014722
[8 empty] | 2833 | 6.4 | 6.0649 | 28.33 | 6.068 | 9.8874e-06
[8 empty] | 2834 | 6 | 5.6649 | 28.34 | 5.9232 | 0.066731
[8 empty] | 2835 | 6 | 5.6649 | 28.35 | 5.7524 | 0.0076589
[8 empty] | 2836 | 6 | 5.6649 | 28.36 | 5.5564 | 0.011776
[8 empty] | 2837 | 5.6 | 5.2649 | 28.37 | 5.336 | 0.0050556
[8 empty] | 2838 | 6 | 5.6649 | 28.38 | 5.0922 | 0.32793
[8 empty] | 2839 | 5.2 | 4.8649 | 28.39 | 4.8262 | 0.0014969
[8 empty] | 2840 | 4.8 | 4.4649 | 28.4 | 4.539 | 0.0054997
[8 empty] | 2841 | 4.4 | 4.0649 | 28.41 | 4.2321 | 0.027947
[8 empty] | 2842 | 4.4 | 4.0649 | 28.42 | 3.9066 | 0.025057
[8 empty] | 2843 | 4 | 3.6649 | 28.43 | 3.5641 | 0.01016
[8 empty] | 2844 | 3.6 | 3.2649 | 28.44 | 3.206 | 0.0034611
[8 empty] | 2845 | 3.2 | 2.8649 | 28.45 | 2.8341 | 0.00094908
[8 empty] | 2846 | 2.8 | 2.4649 | 28.46 | 2.4498 | 0.0002276
[8 empty] | 2847 | 2.4 | 2.0649 | 28.47 | 2.0549 | 9.9467e-05
[8 empty] | 2848 | 2 | 1.6649 | 28.48 | 1.6512 | 0.00018843
[8 empty] | 2849 | 1.2 | 0.86488 | 28.49 | 1.2403 | 0.14095
[8 empty] | 2850 | 1.2 | 0.86488 | 28.5 | 0.82419 | 0.0016553
[8 empty] | 2851 | 0.8 | 0.46488 | 28.51 | 0.40463 | 0.00363
[8 empty] | 2852 | 0.4 | 0.06488 | 28.52 | -0.016531 | 0.0066278
[8 empty] | 2853 | -0.4 | -0.73512 | 28.53 | -0.43744 | 0.088614
[8 empty] | 2854 | -0.4 | -0.73512 | 28.54 | -0.85624 | 0.01467
[8 empty] | 2855 | -0.8 | -1.1351 | 28.55 | -1.2711 | 0.01849
[8 empty] | 2856 | -1.6 | -1.9351 | 28.56 | -1.6802 | 0.064991
[8 empty] | 2857 | -1.6 | -1.9351 | 28.57 | -2.0817 | 0.021489
[8 empty] | 2858 | -2 | -2.3351 | 28.58 | -2.4739 | 0.019261
[8 empty] | 2859 | -2.4 | -2.7351 | 28.59 | -2.8551 | 0.014384
[8 empty] | 2860 | -2.4 | -2.7351 | 28.6 | -3.2235 | 0.2385
[8 empty] | 2861 | -2.8 | -3.1351 | 28.61 | -3.5776 | 0.19577
[8 empty] | 2862 | -3.6 | -3.9351 | 28.62 | -3.9158 | 0.00037399
[8 empty] | 2863 | -4 | -4.3351 | 28.63 | -4.2366 | 0.0097017
[8 empty] | 2864 | -4.4 | -4.7351 | 28.64 | -4.5387 | 0.038583
[8 empty] | 2865 | -4.8 | -5.1351 | 28.65 | -4.8207 | 0.098874
[8 empty] | 2866 | -4.8 | -5.1351 | 28.66 | -5.0813 | 0.0028923
[8 empty] | 2867 | -5.2 | -5.5351 | 28.67 | -5.3195 | 0.046474
[8 empty] | 2868 | -5.2 | -5.5351 | 28.68 | -5.5343 | 7.5661e-07
[8 empty] | 2869 | -5.6 | -5.9351 | 28.69 | -5.7245 | 0.044349
[8 empty] | 2870 | -5.2 | -5.5351 | 28.7 | -5.8895 | 0.12562
[8 empty] | 2871 | -5.6 | -5.9351 | 28.71 | -6.0286 | 0.0087381
[8 empty] | 2872 | -6 | -6.3351 | 28.72 | -6.1411 | 0.037653
[8 empty] | 2873 | -6.4 | -6.7351 | 28.73 | -6.2265 | 0.25869
[8 empty] | 2874 | -6 | -6.3351 | 28.74 | -6.2845 | 0.002562
[8 empty] | 2875 | -6 | -6.3351 | 28.75 | -6.3148 | 0.000411
[8 empty] | 2876 | -6 | -6.3351 | 28.76 | -6.3174 | 0.00031378
[8 empty] | 2877 | -6.4 | -6.7351 | 28.77 | -6.2922 | 0.19619
[8 empty] | 2878 | -6 | -6.3351 | 28.78 | -6.2393 | 0.0091816
[8 empty] | 2879 | -5.6 | -5.9351 | 28.79 | -6.159 | 0.050123
[8 empty] | 2880 | -5.6 | -5.9351 | 28.8 | -6.0517 | 0.01358
[8 empty] | 2881 | -5.6 | -5.9351 | 28.81 | -5.9177 | 0.0003022
[8 empty] | 2882 | -5.6 | -5.9351 | 28.82 | -5.7579 | 0.031423
[8 empty] | 2883 | -5.2 | -5.5351 | 28.83 | -5.5727 | 0.0014137
[8 empty] | 2884 | -5.2 | -5.5351 | 28.84 | -5.3632 | 0.029571
[8 empty] | 2885 | -5.2 | -5.5351 | 28.85 | -5.1301 | 0.16404
[8 empty] | 2886 | -4.4 | -4.7351 | 28.86 | -4.8746 | 0.019451
[8 empty] | 2887 | -4.4 | -4.7351 | 28.87 | -4.5977 | 0.018872
[8 empty] | 2888 | -4 | -4.3351 | 28.88 | -4.3008 | 0.0011778
[8 empty] | 2889 | -3.6 | -3.9351 | 28.89 | -3.9851 | 0.0024953
[8 empty] | 2890 | -3.6 | -3.9351 | 28.9 | -3.652 | 0.080182
[8 empty] | 2891 | -2.8 | -3.1351 | 28.91 | -3.3029 | 0.028158
[8 empty] | 2892 | -2.4 | -2.7351 | 28.92 | -2.9395 | 0.041777
[8 empty] | 2893 | -2 | -2.3351 | 28.93 | -2.5633 | 0.052083
[8 empty] | 2894 | -1.6 | -1.9351 | 28.94 | -2.176 | 0.058046
[8 empty] | 2895 | -1.6 | -1.9351 | 28.95 | -1.7794 | 0.024262
[8 empty] | 2896 | -1.2 | -1.5351 | 28.96 | -1.375 | 0.025635
[8 empty] | 2897 | -0.8 | -1.1351 | 28.97 | -0.96479 | 0.029011
[8 empty] | 2898 | -0.4 | -0.73512 | 28.98 | -0.55051 | 0.034081
[8 empty] | 2899 | 0.4 | 0.06488 | 28.99 | -0.13398 | 0.039546
[8 empty] | 2900 | 0.4 | 0.06488 | 29 | 0.28295 | 0.047556
[8 empty] | 2901 | 0.8 | 0.46488 | 29.01 | 0.69847 | 0.054562
[8 empty] | 2902 | 1.2 | 0.86488 | 29.02 | 1.1107 | 0.060441
[8 empty] | 2903 | 2 | 1.6649 | 29.03 | 1.5179 | 0.021595
[8 empty] | 2904 | 2.4 | 2.0649 | 29.04 | 1.9183 | 0.021493
[8 empty] | 2905 | 2.8 | 2.4649 | 29.05 | 2.31 | 0.023983
[8 empty] | 2906 | 2.8 | 2.4649 | 29.06 | 2.6914 | 0.051324
[8 empty] | 2907 | 3.2 | 2.8649 | 29.07 | 3.0608 | 0.038401
[8 empty] | 2908 | 4 | 3.6649 | 29.08 | 3.4166 | 0.061626
[8 empty] | 2909 | 4 | 3.6649 | 29.09 | 3.7572 | 0.0085319
[8 empty] | 2910 | 4.4 | 4.0649 | 29.1 | 4.0812 | 0.00026611
[8 empty] | 2911 | 4.8 | 4.4649 | 29.11 | 4.3871 | 0.0060574
[8 empty] | 2912 | 5.2 | 4.8649 | 29.12 | 4.6735 | 0.036633
[8 empty] | 2913 | 5.2 | 4.8649 | 29.13 | 4.9392 | 0.0055295
[8 empty] | 2914 | 5.2 | 4.8649 | 29.14 | 5.1832 | 0.1013
[8 empty] | 2915 | 5.6 | 5.2649 | 29.15 | 5.4042 | 0.019406
[8 empty] | 2916 | 6 | 5.6649 | 29.16 | 5.6013 | 0.0040363
[8 empty] | 2917 | 6 | 5.6649 | 29.17 | 5.7738 | 0.011862
[8 empty] | 2918 | 6.4 | 6.0649 | 29.18 | 5.9208 | 0.020767
[8 empty] | 2919 | 6.4 | 6.0649 | 29.19 | 6.0417 | 0.0005396
[8 empty] | 2920 | 6.4 | 6.0649 | 29.2 | 6.1359 | 0.005045
[8 empty] | 2921 | 6.4 | 6.0649 | 29.21 | 6.2031 | 0.019116
[8 empty] | 2922 | 6.4 | 6.0649 | 29.22 | 6.2431 | 0.031751
[8 empty] | 2923 | 6.8 | 6.4649 | 29.23 | 6.2555 | 0.043832
[8 empty] | 2924 | 6.4 | 6.0649 | 29.24 | 6.2405 | 0.030828
[8 empty] | 2925 | 6.4 | 6.0649 | 29.25 | 6.198 | 0.01771
[8 empty] | 2926 | 6.4 | 6.0649 | 29.26 | 6.1282 | 0.0040124
[8 empty] | 2927 | 6.4 | 6.0649 | 29.27 | 6.0316 | 0.0011097
[8 empty] | 2928 | 6 | 5.6649 | 29.28 | 5.9084 | 0.059316
[8 empty] | 2929 | 6 | 5.6649 | 29.29 | 5.7594 | 0.0089264
[8 empty] | 2930 | 6 | 5.6649 | 29.3 | 5.585 | 0.0063765
[8 empty] | 2931 | 6 | 5.6649 | 29.31 | 5.3862 | 0.077658
[8 empty] | 2932 | 5.6 | 5.2649 | 29.32 | 5.1638 | 0.010219
[8 empty] | 2933 | 5.2 | 4.8649 | 29.33 | 4.9188 | 0.0029028
[8 empty] | 2934 | 4.8 | 4.4649 | 29.34 | 4.6522 | 0.035089
[8 empty] | 2935 | 4.4 | 4.0649 | 29.35 | 4.3653 | 0.090252
[8 empty] | 2936 | 4.4 | 4.0649 | 29.36 | 4.0593 | 3.0851e-05
[8 empty] | 2937 | 4.4 | 4.0649 | 29.37 | 3.7356 | 0.1084
[8 empty] | 2938 | 4 | 3.6649 | 29.38 | 3.3956 | 0.072485
[8 empty] | 2939 | 3.6 | 3.2649 | 29.39 | 3.0409 | 0.050176
[8 empty] | 2940 | 3.2 | 2.8649 | 29.4 | 2.6729 | 0.036859
[8 empty] | 2941 | 2.4 | 2.0649 | 29.41 | 2.2933 | 0.052179
[8 empty] | 2942 | 2.8 | 2.4649 | 29.42 | 1.9038 | 0.31481
[8 empty] | 2943 | 2 | 1.6649 | 29.43 | 1.5061 | 0.025214
[8 empty] | 2944 | 1.2 | 0.86488 | 29.44 | 1.1019 | 0.056192
[8 empty] | 2945 | 1.2 | 0.86488 | 29.45 | 0.6931 | 0.02951
[8 empty] | 2946 | 0.4 | 0.06488 | 29.46 | 0.28139 | 0.046876
[8 empty] | 2947 | 0.4 | 0.06488 | 29.47 | -0.13138 | 0.038517
[8 empty] | 2948 | -0.4 | -0.73512 | 29.48 | -0.54339 | 0.036762
[8 empty] | 2949 | -0.4 | -0.73512 | 29.49 | -0.95283 | 0.047398
[8 empty] | 2950 | -1.2 | -1.5351 | 29.5 | -1.3579 | 0.031405
[8 empty] | 2951 | -1.2 | -1.5351 | 29.51 | -1.7568 | 0.049158
[8 empty] | 2952 | -2 | -2.3351 | 29.52 | -2.1479 | 0.035063
[8 empty] | 2953 | -2 | -2.3351 | 29.53 | -2.5293 | 0.037701
[8 empty] | 2954 | -2.4 | -2.7351 | 29.54 | -2.8994 | 0.026994
[8 empty] | 2955 | -2.8 | -3.1351 | 29.55 | -3.2566 | 0.014767
[8 empty] | 2956 | -2.8 | -3.1351 | 29.56 | -3.5994 | 0.21554
[8 empty] | 2957 | -3.2 | -3.5351 | 29.57 | -3.9262 | 0.15291
[8 empty] | 2958 | -3.6 | -3.9351 | 29.58 | -4.2355 | 0.090239
[8 empty] | 2959 | -4.4 | -4.7351 | 29.59 | -4.5261 | 0.043681
[8 empty] | 2960 | -4.4 | -4.7351 | 29.6 | -4.7967 | 0.0037914
[8 empty] | 2961 | -4.4 | -4.7351 | 29.61 | -5.0461 | 0.096682
[8 empty] | 2962 | -5.2 | -5.5351 | 29.62 | -5.2731 | 0.068643
[8 empty] | 2963 | -5.2 | -5.5351 | 29.63 | -5.4769 | 0.0033896
[8 empty] | 2964 | -5.2 | -5.5351 | 29.64 | -5.6565 | 0.014734
[8 empty] | 2965 | -5.2 | -5.5351 | 29.65 | -5.8112 | 0.076196
[8 empty] | 2966 | -5.6 | -5.9351 | 29.66 | -5.9402 | 2.5665e-05
[8 empty] | 2967 | -6 | -6.3351 | 29.67 | -6.043 | 0.085312
[8 empty] | 2968 | -5.2 | -5.5351 | 29.68 | -6.1193 | 0.34123
[8 empty] | 2969 | -6 | -6.3351 | 29.69 | -6.1686 | 0.027743
[8 empty] | 2970 | -5.6 | -5.9351 | 29.7 | -6.1907 | 0.065321
[8 empty] | 2971 | -6 | -6.3351 | 29.71 | -6.1856 | 0.022355
[8 empty] | 2972 | -6 | -6.3351 | 29.72 | -6.1533 | 0.033054
[8 empty] | 2973 | -5.6 | -5.9351 | 29.73 | -6.094 | 0.025234
[8 empty] | 2974 | -5.6 | -5.9351 | 29.74 | -6.0079 | 0.0052911
[8 empty] | 2975 | -5.2 | -5.5351 | 29.75 | -5.8954 | 0.12978
[8 empty] | 2976 | -5.2 | -5.5351 | 29.76 | -5.757 | 0.049227
[8 empty] | 2977 | -5.2 | -5.5351 | 29.77 | -5.5934 | 0.0033919
[8 empty] | 2978 | -5.2 | -5.5351 | 29.78 | -5.4052 | 0.016879
[8 empty] | 2979 | -5.2 | -5.5351 | 29.79 | -5.1934 | 0.1168
[8 empty] | 2980 | -4.4 | -4.7351 | 29.8 | -4.9588 | 0.050015
[8 empty] | 2981 | -4.4 | -4.7351 | 29.81 | -4.7025 | 0.0010666
[8 empty] | 2982 | -4 | -4.3351 | 29.82 | -4.4256 | 0.0081851
[8 empty] | 2983 | -3.6 | -3.9351 | 29.83 | -4.1294 | 0.037737
[8 empty] | 2984 | -3.6 | -3.9351 | 29.84 | -3.8151 | 0.014396
[8 empty] | 2985 | -3.2 | -3.5351 | 29.85 | -3.4842 | 0.0025878
[8 empty] | 2986 | -2.8 | -3.1351 | 29.86 | -3.1382 | 9.3858e-06
[8 empty] | 2987 | -2.4 | -2.7351 | 29.87 | -2.7785 | 0.0018789
[8 empty] | 2988 | -2 | -2.3351 | 29.88 | -2.4067 | 0.0051216
[8 empty] | 2989 | -1.6 | -1.9351 | 29.89 | -2.0245 | 0.0079853
[8 empty] | 2990 | -1.6 | -1.9351 | 29.9 | -1.6335 | 0.090952
[8 empty] | 2991 | -0.8 | -1.1351 | 29.91 | -1.2356 | 0.010092
[8 empty] | 2992 | -0.4 | -0.73512 | 29.92 | -0.83236 | 0.0094554
[8 empty] | 2993 | -0.4 | -0.73512 | 29.93 | -0.42565 | 0.09577
[8 empty] | 2994 | 0.8 | 0.46488 | 29.94 | -0.017248 | 0.23245
[8 empty] | 2995 | 0.8 | 0.46488 | 29.95 | 0.39105 | 0.0054501
[8 empty] | 2996 | 1.2 | 0.86488 | 29.96 | 0.79746 | 0.0045451
[8 empty] | 2997 | 1.6 | 1.2649 | 29.97 | 1.2002 | 0.004185
[8 empty] | 2998 | 1.6 | 1.2649 | 29.98 | 1.5975 | 0.11061
[8 empty] | 2999 | 2.4 | 2.0649 | 29.99 | 1.9875 | 0.0059814
[8 empty] | 3000 | 2.8 | 2.4649 | 30 | 2.3687 | 0.0092486
[8 empty] | 3001 | 3.2 | 2.8649 | 30.01 | 2.7393 | 0.015771
[8 empty] | 3002 | 3.6 | 3.2649 | 30.02 | 3.0977 | 0.027955
[8 empty] | 3003 | 4 | 3.6649 | 30.03 | 3.4423 | 0.049548
[8 empty] | 3004 | 4 | 3.6649 | 30.04 | 3.7716 | 0.01139
[8 empty] | 3005 | 4.8 | 4.4649 | 30.05 | 4.0842 | 0.14492
[8 empty] | 3006 | 4.4 | 4.0649 | 30.06 | 4.3787 | 0.098478
[8 empty] | 3007 | 4.8 | 4.4649 | 30.07 | 4.6538 | 0.035693
[8 empty] | 3008 | 5.6 | 5.2649 | 30.08 | 4.9083 | 0.12713
[8 empty] | 3009 | 5.6 | 5.2649 | 30.09 | 5.1412 | 0.015305
[8 empty] | 3010 | 6 | 5.6649 | 30.1 | 5.3513 | 0.098338
[8 empty] | 3011 | 6 | 5.6649 | 30.11 | 5.5378 | 0.016151
[8 empty] | 3012 | 6 | 5.6649 | 30.12 | 5.6999 | 0.0012236
[8 empty] | 3013 | 6 | 5.6649 | 30.13 | 5.8368 | 0.029553
[8 empty] | 3014 | 6.8 | 6.4649 | 30.14 | 5.948 | 0.26717
[8 empty] | 3015 | 6.4 | 6.0649 | 30.15 | 6.033 | 0.0010167
[8 empty] | 3016 | 6.4 | 6.0649 | 30.16 | 6.0914 | 0.00070472
[8 empty] | 3017 | 6.4 | 6.0649 | 30.17 | 6.123 | 0.0033832
[8 empty] | 3018 | 6.8 | 6.4649 | 30.18 | 6.1277 | 0.11367
[8 empty] | 3019 | 6.4 | 6.0649 | 30.19 | 6.1055 | 0.0016461
[8 empty] | 3020 | 6.8 | 6.4649 | 30.2 | 6.0563 | 0.1669
[8 empty] | 3021 | 6.4 | 6.0649 | 30.21 | 5.9806 | 0.0071002
[8 empty] | 3022 | 6 | 5.6649 | 30.22 | 5.8786 | 0.045687
[8 empty] | 3023 | 6 | 5.6649 | 30.23 | 5.7508 | 0.0073867
[8 empty] | 3024 | 6 | 5.6649 | 30.24 | 5.5978 | 0.0045009
[8 empty] | 3025 | 6 | 5.6649 | 30.25 | 5.4202 | 0.059866
[8 empty] | 3026 | 5.6 | 5.2649 | 30.26 | 5.2189 | 0.0021178
[8 empty] | 3027 | 5.2 | 4.8649 | 30.27 | 4.9947 | 0.016841
[8 empty] | 3028 | 5.6 | 5.2649 | 30.28 | 4.7486 | 0.26657
[8 empty] | 3029 | 4.8 | 4.4649 | 30.29 | 4.4817 | 0.00028359
[8 empty] | 3030 | 4.8 | 4.4649 | 30.3 | 4.1953 | 0.072688
[8 empty] | 3031 | 4.4 | 4.0649 | 30.31 | 3.8905 | 0.030409
[8 empty] | 3032 | 4 | 3.6649 | 30.32 | 3.5687 | 0.0092415
[8 empty] | 3033 | 4 | 3.6649 | 30.33 | 3.2314 | 0.18787
[8 empty] | 3034 | 3.2 | 2.8649 | 30.34 | 2.8801 | 0.00023069
[8 empty] | 3035 | 2.8 | 2.4649 | 30.35 | 2.5162 | 0.0026319
[8 empty] | 3036 | 2.8 | 2.4649 | 30.36 | 2.1414 | 0.10465
[8 empty] | 3037 | 2.4 | 2.0649 | 30.37 | 1.7573 | 0.094582
[8 empty] | 3038 | 1.6 | 1.2649 | 30.38 | 1.3657 | 0.01017
[8 empty] | 3039 | 1.2 | 0.86488 | 30.39 | 0.96827 | 0.01069
[8 empty] | 3040 | 0.8 | 0.46488 | 30.4 | 0.56674 | 0.010375
[8 empty] | 3041 | 0.8 | 0.46488 | 30.41 | 0.16288 | 0.091203
[8 empty] | 3042 | 0 | -0.33512 | 30.42 | -0.24152 | 0.0087616
[8 empty] | 3043 | -0.4 | -0.73512 | 30.43 | -0.64468 | 0.0081796
[8 empty] | 3044 | -0.8 | -1.1351 | 30.44 | -1.0448 | 0.0081519
[8 empty] | 3045 | -0.8 | -1.1351 | 30.45 | -1.4402 | 0.093085
[8 empty] | 3046 | -1.2 | -1.5351 | 30.46 | -1.8291 | 0.086425
[8 empty] | 3047 | -2 | -2.3351 | 30.47 | -2.2098 | 0.015712
[8 empty] | 3048 | -2 | -2.3351 | 30.48 | -2.5806 | 0.060241
[8 empty] | 3049 | -2.4 | -2.7351 | 30.49 | -2.9398 | 0.041911
[8 empty] | 3050 | -2.8 | -3.1351 | 30.5 | -3.286 | 0.022777
[8 empty] | 3051 | -3.2 | -3.5351 | 30.51 | -3.6176 | 0.0068091
[8 empty] | 3052 | -3.6 | -3.9351 | 30.52 | -3.9332 | 3.7514e-06
[8 empty] | 3053 | -3.6 | -3.9351 | 30.53 | -4.2313 | 0.08772
[8 empty] | 3054 | -4 | -4.3351 | 30.54 | -4.5107 | 0.030819
[8 empty] | 3055 | -4.4 | -4.7351 | 30.55 | -4.7701 | 0.0012232
[8 empty] | 3056 | -4.8 | -5.1351 | 30.56 | -5.0084 | 0.016052
[8 empty] | 3057 | -5.2 | -5.5351 | 30.57 | -5.2246 | 0.096405
[8 empty] | 3058 | -5.2 | -5.5351 | 30.58 | -5.4178 | 0.013773
[8 empty] | 3059 | -5.2 | -5.5351 | 30.59 | -5.587 | 0.0026904
[8 empty] | 3060 | -5.2 | -5.5351 | 30.6 | -5.7316 | 0.038594
[8 empty] | 3061 | -5.6 | -5.9351 | 30.61 | -5.8509 | 0.007095
[8 empty] | 3062 | -5.6 | -5.9351 | 30.62 | -5.9444 | 8.6535e-05
[8 empty] | 3063 | -5.6 | -5.9351 | 30.63 | -6.0118 | 0.005876
[8 empty] | 3064 | -5.6 | -5.9351 | 30.64 | -6.0527 | 0.013816
[8 empty] | 3065 | -5.6 | -5.9351 | 30.65 | -6.0669 | 0.017369
[8 empty] | 3066 | -5.6 | -5.9351 | 30.66 | -6.0545 | 0.014246
[8 empty] | 3067 | -5.6 | -5.9351 | 30.67 | -6.0154 | 0.0064482
[8 empty] | 3068 | -5.6 | -5.9351 | 30.68 | -5.9499 | 0.0002193
[8 empty] | 3069 | -5.6 | -5.9351 | 30.69 | -5.8583 | 0.0059014
[8 empty] | 3070 | -5.2 | -5.5351 | 30.7 | -5.7409 | 0.042364
[8 empty] | 3071 | -5.2 | -5.5351 | 30.71 | -5.5984 | 0.0040041
[8 empty] | 3072 | -5.2 | -5.5351 | 30.72 | -5.4313 | 0.010781
[8 empty] | 3073 | -4.8 | -5.1351 | 30.73 | -5.2404 | 0.011078
[8 empty] | 3074 | -4.8 | -5.1351 | 30.74 | -5.0265 | 0.011801
[8 empty] | 3075 | -4.8 | -5.1351 | 30.75 | -4.7906 | 0.1187
[8 empty] | 3076 | -4 | -4.3351 | 30.76 | -4.5337 | 0.039446
[8 empty] | 3077 | -4 | -4.3351 | 30.77 | -4.257 | 0.006096
[8 empty] | 3078 | -3.6 | -3.9351 | 30.78 | -3.9618 | 0.00070934
[8 empty] | 3079 | -3.2 | -3.5351 | 30.79 | -3.6492 | 0.013007
[8 empty] | 3080 | -3.2 | -3.5351 | 30.8 | -3.3207 | 0.045989
[8 empty] | 3081 | -2.8 | -3.1351 | 30.81 | -2.9777 | 0.024778
[8 empty] | 3082 | -2.4 | -2.7351 | 30.82 | -2.6218 | 0.01284
[8 empty] | 3083 | -2 | -2.3351 | 30.83 | -2.2545 | 0.0064961
[8 empty] | 3084 | -1.2 | -1.5351 | 30.84 | -1.8775 | 0.11721
[8 empty] | 3085 | -1.2 | -1.5351 | 30.85 | -1.4923 | 0.0018294
[8 empty] | 3086 | -0.8 | -1.1351 | 30.86 | -1.1008 | 0.0011766
[8 empty] | 3087 | 0 | -0.33512 | 30.87 | -0.70462 | 0.13653
[8 empty] | 3088 | -0.4 | -0.73512 | 30.88 | -0.30549 | 0.18459
[8 empty] | 3089 | 0.8 | 0.46488 | 30.89 | 0.094816 | 0.13695
[8 empty] | 3090 | 0.8 | 0.46488 | 30.9 | 0.49453 | 0.00087902
[8 empty] | 3091 | 1.2 | 0.86488 | 30.91 | 0.89189 | 0.00072973
[8 empty] | 3092 | 1.2 | 0.86488 | 30.92 | 1.2852 | 0.17664
[8 empty] | 3093 | 2 | 1.6649 | 30.93 | 1.6726 | 5.9851e-05
[8 empty] | 3094 | 2.4 | 2.0649 | 30.94 | 2.0525 | 0.00015216
[8 empty] | 3095 | 2.8 | 2.4649 | 30.95 | 2.4233 | 0.0017303
[8 empty] | 3096 | 3.2 | 2.8649 | 30.96 | 2.7832 | 0.0066709
[8 empty] | 3097 | 3.2 | 2.8649 | 30.97 | 3.1307 | 0.070677
[8 empty] | 3098 | 4 | 3.6649 | 30.98 | 3.4643 | 0.040216
[8 empty] | 3099 | 4 | 3.6649 | 30.99 | 3.7826 | 0.013851
[8 empty] | 3100 | 4.4 | 4.0649 | 31 | 4.084 | 0.00036679
[8 empty] | 3101 | 4.4 | 4.0649 | 31.01 | 4.3674 | 0.091519
[8 empty] | 3102 | 4.8 | 4.4649 | 31.02 | 4.6314 | 0.027743
[8 empty] | 3103 | 5.2 | 4.8649 | 31.03 | 4.875 | 0.00010246
[8 empty] | 3104 | 5.2 | 4.8649 | 31.04 | 5.097 | 0.053888
[8 empty] | 3105 | 6 | 5.6649 | 31.05 | 5.2965 | 0.13569
[8 empty] | 3106 | 5.6 | 5.2649 | 31.06 | 5.4727 | 0.04317
[8 empty] | 3107 | 6 | 5.6649 | 31.07 | 5.6246 | 0.0016194
[8 empty] | 3108 | 6 | 5.6649 | 31.08 | 5.7518 | 0.007559
[8 empty] | 3109 | 6 | 5.6649 | 31.09 | 5.8537 | 0.035637
[8 empty] | 3110 | 6.4 | 6.0649 | 31.1 | 5.9297 | 0.018272
[8 empty] | 3111 | 6 | 5.6649 | 31.11 | 5.9796 | 0.099078
[8 empty] | 3112 | 6 | 5.6649 | 31.12 | 6.0033 | 0.11451
[8 empty] | 3113 | 6.4 | 6.0649 | 31.13 | 6.0005 | 0.0041472
[8 empty] | 3114 | 6 | 5.6649 | 31.14 | 5.9713 | 0.093897
[8 empty] | 3115 | 6 | 5.6649 | 31.15 | 5.9159 | 0.063003
[8 empty] | 3116 | 6 | 5.6649 | 31.16 | 5.8345 | 0.028761
[8 empty] | 3117 | 5.6 | 5.2649 | 31.17 | 5.7274 | 0.21395
[8 empty] | 3118 | 6 | 5.6649 | 31.18 | 5.5953 | 0.0048477
[8 empty] | 3119 | 6 | 5.6649 | 31.19 | 5.4385 | 0.051235
[8 empty] | 3120 | 5.6 | 5.2649 | 31.2 | 5.258 | 4.8007e-05
[8 empty] | 3121 | 5.2 | 4.8649 | 31.21 | 5.0543 | 0.035891
[8 empty] | 3122 | 5.2 | 4.8649 | 31.22 | 4.8286 | 0.0013184
[8 empty] | 3123 | 5.2 | 4.8649 | 31.23 | 4.5817 | 0.080206
[8 empty] | 3124 | 4.8 | 4.4649 | 31.24 | 4.3147 | 0.022544
[8 empty] | 3125 | 4.4 | 4.0649 | 31.25 | 4.0289 | 0.0012921
[8 empty] | 3126 | 4 | 3.6649 | 31.26 | 3.7255 | 0.0036798
[8 empty] | 3127 | 4 | 3.6649 | 31.27 | 3.4059 | 0.067073
[8 empty] | 3128 | 3.6 | 3.2649 | 31.28 | 3.0714 | 0.037431
[8 empty] | 3129 | 2.8 | 2.4649 | 31.29 | 2.7236 | 0.066915
[8 empty] | 3130 | 2.8 | 2.4649 | 31.3 | 2.3639 | 0.010201
[8 empty] | 3131 | 2.4 | 2.0649 | 31.31 | 1.994 | 0.005029
[8 empty] | 3132 | 2 | 1.6649 | 31.32 | 1.6154 | 0.0024445
[8 empty] | 3133 | 1.2 | 0.86488 | 31.33 | 1.23 | 0.13329
[8 empty] | 3134 | 0.8 | 0.46488 | 31.34 | 0.83926 | 0.14016
[8 empty] | 3135 | 0.8 | 0.46488 | 31.35 | 0.44503 | 0.00039415
[8 empty] | 3136 | 0.4 | 0.06488 | 31.36 | 0.049007 | 0.00025196
[8 empty] | 3137 | 0 | -0.33512 | 31.37 | -0.34706 | 0.00014252
[8 empty] | 3138 | -0.4 | -0.73512 | 31.38 | -0.74143 | 3.977e-05
[8 empty] | 3139 | -0.4 | -0.73512 | 31.39 | -1.1324 | 0.1578
[8 empty] | 3140 | -0.8 | -1.1351 | 31.4 | -1.5182 | 0.14671
[8 empty] | 3141 | -1.6 | -1.9351 | 31.41 | -1.8971 | 0.0014455
[8 empty] | 3142 | -2 | -2.3351 | 31.42 | -2.2675 | 0.0045669
[8 empty] | 3143 | -2 | -2.3351 | 31.43 | -2.6279 | 0.085691
[8 empty] | 3144 | -2.4 | -2.7351 | 31.44 | -2.9764 | 0.05824
[8 empty] | 3145 | -3.6 | -3.9351 | 31.45 | -3.3118 | 0.38852
[8 empty] | 3146 | -3.2 | -3.5351 | 31.46 | -3.6325 | 0.0094744
[8 empty] | 3147 | -3.6 | -3.9351 | 31.47 | -3.937 | 3.5119e-06
[8 empty] | 3148 | -3.6 | -3.9351 | 31.48 | -4.2241 | 0.083502
[8 empty] | 3149 | -4.4 | -4.7351 | 31.49 | -4.4925 | 0.058874
[8 empty] | 3150 | -4.4 | -4.7351 | 31.5 | -4.741 | 3.4581e-05
[8 empty] | 3151 | -4.8 | -5.1351 | 31.51 | -4.9686 | 0.02774
[8 empty] | 3152 | -5.2 | -5.5351 | 31.52 | -5.1742 | 0.13028
[8 empty] | 3153 | -5.2 | -5.5351 | 31.53 | -5.357 | 0.031742
[8 empty] | 3154 | -5.2 | -5.5351 | 31.54 | -5.5161 | 0.00036202
[8 empty] | 3155 | -5.2 | -5.5351 | 31.55 | -5.6509 | 0.013406
[8 empty] | 3156 | -5.2 | -5.5351 | 31.56 | -5.7608 | 0.050934
[8 empty] | 3157 | -5.6 | -5.9351 | 31.57 | -5.8453 | 0.0080627
[8 empty] | 3158 | -5.6 | -5.9351 | 31.58 | -5.9041 | 0.00096186
[8 empty] | 3159 | -5.6 | -5.9351 | 31.59 | -5.9369 | 3.1527e-06
[8 empty] | 3160 | -5.2 | -5.5351 | 31.6 | -5.9436 | 0.16683
[8 empty] | 3161 | -5.6 | -5.9351 | 31.61 | -5.9241 | 0.00012168
[8 empty] | 3162 | -5.6 | -5.9351 | 31.62 | -5.8786 | 0.0031977
[8 empty] | 3163 | -5.6 | -5.9351 | 31.63 | -5.8072 | 0.016358
[8 empty] | 3164 | -5.2 | -5.5351 | 31.64 | -5.7104 | 0.030711
[8 empty] | 3165 | -5.2 | -5.5351 | 31.65 | -5.5884 | 0.0028429
[8 empty] | 3166 | -5.2 | -5.5351 | 31.66 | -5.442 | 0.0086734
[8 empty] | 3167 | -5.2 | -5.5351 | 31.67 | -5.2717 | 0.069406
[8 empty] | 3168 | -4.8 | -5.1351 | 31.68 | -5.0782 | 0.0032352
[8 empty] | 3169 | -4.4 | -4.7351 | 31.69 | -4.8626 | 0.016242
[8 empty] | 3170 | -4 | -4.3351 | 31.7 | -4.6256 | 0.084376
[8 empty] | 3171 | -4 | -4.3351 | 31.71 | -4.3684 | 0.0011067
[8 empty] | 3172 | -3.6 | -3.9351 | 31.72 | -4.0921 | 0.024636
[8 empty] | 3173 | -3.6 | -3.9351 | 31.73 | -3.7979 | 0.018831
[8 empty] | 3174 | -2.8 | -3.1351 | 31.74 | -3.4871 | 0.12392
[8 empty] | 3175 | -2.8 | -3.1351 | 31.75 | -3.1612 | 0.0006789
[8 empty] | 3176 | -2.4 | -2.7351 | 31.76 | -2.8215 | 0.0074536
[8 empty] | 3177 | -2 | -2.3351 | 31.77 | -2.4695 | 0.01805
[8 empty] | 3178 | -2 | -2.3351 | 31.78 | -2.1068 | 0.052139
[8 empty] | 3179 | -1.2 | -1.5351 | 31.79 | -1.735 | 0.039944
[8 empty] | 3180 | -0.8 | -1.1351 | 31.8 | -1.3557 | 0.04866
[8 empty] | 3181 | -0.8 | -1.1351 | 31.81 | -0.97064 | 0.027053
[8 empty] | 3182 | -0.4 | -0.73512 | 31.82 | -0.58147 | 0.023608
[8 empty] | 3183 | 0.4 | 0.06488 | 31.83 | -0.18991 | 0.064919
[8 empty] | 3184 | 0.8 | 0.46488 | 31.84 | 0.20231 | 0.068941
[8 empty] | 3185 | 1.2 | 0.86488 | 31.85 | 0.59348 | 0.073657
[8 empty] | 3186 | 1.2 | 0.86488 | 31.86 | 0.98187 | 0.013687
[8 empty] | 3187 | 1.6 | 1.2649 | 31.87 | 1.3658 | 0.01018
[8 empty] | 3188 | 2.4 | 2.0649 | 31.88 | 1.7435 | 0.10328
[8 empty] | 3189 | 2.4 | 2.0649 | 31.89 | 2.1134 | 0.0023551
[8 empty] | 3190 | 2.8 | 2.4649 | 31.9 | 2.4739 | 8.0602e-05
[8 empty] | 3191 | 2.8 | 2.4649 | 31.91 | 2.8233 | 0.12845
[8 empty] | 3192 | 3.2 | 2.8649 | 31.92 | 3.1601 | 0.087167
[8 empty] | 3193 | 3.6 | 3.2649 | 31.93 | 3.4829 | 0.047544
[8 empty] | 3194 | 4.4 | 4.0649 | 31.94 | 3.7903 | 0.075407
[8 empty] | 3195 | 4.4 | 4.0649 | 31.95 | 4.0808 | 0.00025427
[8 empty] | 3196 | 4.4 | 4.0649 | 31.96 | 4.3533 | 0.083189
[8 empty] | 3197 | 4.8 | 4.4649 | 31.97 | 4.6065 | 0.020062
[8 empty] | 3198 | 5.2 | 4.8649 | 31.98 | 4.8394 | 0.00065072
[8 empty] | 3199 | 5.6 | 5.2649 | 31.99 | 5.0508 | 0.045814
[8 empty] | 3200 | 5.6 | 5.2649 | 32 | 5.24 | 0.00061886
[8 empty] | 3201 | 6 | 5.6649 | 32.01 | 5.406 | 0.066997
[8 empty] | 3202 | 6 | 5.6649 | 32.02 | 5.5482 | 0.013606
[8 empty] | 3203 | 6 | 5.6649 | 32.03 | 5.666 | 1.19e-06
[8 empty] | 3204 | 6.4 | 6.0649 | 32.04 | 5.7587 | 0.093723
[8 empty] | 3205 | 6 | 5.6649 | 32.05 | 5.8261 | 0.026004
[8 empty] | 3206 | 6 | 5.6649 | 32.06 | 5.8679 | 0.041213
[8 empty] | 3207 | 6 | 5.6649 | 32.07 | 5.8838 | 0.047934
[8 empty] | 3208 | 6.4 | 6.0649 | 32.08 | 5.8739 | 0.036487
[8 empty] | 3209 | 6 | 5.6649 | 32.09 | 5.8381 | 0.03
[8 empty] | 3210 | 6.4 | 6.0649 | 32.1 | 5.7766 | 0.083079
[8 empty] | 3211 | 6 | 5.6649 | 32.11 | 5.6898 | 0.00062251
[8 empty] | 3212 | 6 | 5.6649 | 32.12 | 5.578 | 0.0075429
[8 empty] | 3213 | 6 | 5.6649 | 32.13 | 5.4417 | 0.049788
[8 empty] | 3214 | 5.6 | 5.2649 | 32.14 | 5.2816 | 0.00027935
[8 empty] | 3215 | 5.6 | 5.2649 | 32.15 | 5.0983 | 0.027755
[8 empty] | 3216 | 4.8 | 4.4649 | 32.16 | 4.8926 | 0.18297
[8 empty] | 3217 | 5.2 | 4.8649 | 32.17 | 4.6655 | 0.039733
[8 empty] | 3218 | 4.4 | 4.0649 | 32.18 | 4.418 | 0.12473
[8 empty] | 3219 | 4.4 | 4.0649 | 32.19 | 4.1512 | 0.0074557
[8 empty] | 3220 | 4.4 | 4.0649 | 32.2 | 3.8663 | 0.039449
[8 empty] | 3221 | 3.6 | 3.2649 | 32.21 | 3.5644 | 0.089725
[8 empty] | 3222 | 4 | 3.6649 | 32.22 | 3.247 | 0.1746
[8 empty] | 3223 | 3.6 | 3.2649 | 32.23 | 2.9155 | 0.12206
[8 empty] | 3224 | 2.8 | 2.4649 | 32.24 | 2.5713 | 0.011324
[8 empty] | 3225 | 2.4 | 2.0649 | 32.25 | 2.2159 | 0.022815
[8 empty] | 3226 | 2 | 1.6649 | 32.26 | 1.851 | 0.034628
[8 empty] | 3227 | 2 | 1.6649 | 32.27 | 1.478 | 0.034915
[8 empty] | 3228 | 1.2 | 0.86488 | 32.28 | 1.0987 | 0.054692
[8 empty] | 3229 | 1.6 | 1.2649 | 32.29 | 0.71479 | 0.30259
[8 empty] | 3230 | 0.4 | 0.06488 | 32.3 | 0.32787 | 0.069162
[8 empty] | 3231 | 0.4 | 0.06488 | 32.31 | -0.060337 | 0.015679
[8 empty] | 3232 | -0.4 | -0.73512 | 32.32 | -0.44811 | 0.082376
[8 empty] | 3233 | -0.8 | -1.1351 | 32.33 | -0.83374 | 0.09083
[8 empty] | 3234 | -0.4 | -0.73512 | 32.34 | -1.2155 | 0.2308
[8 empty] | 3235 | -1.2 | -1.5351 | 32.35 | -1.5918 | 0.0032159
[8 empty] | 3236 | -1.6 | -1.9351 | 32.36 | -1.961 | 0.00066753
[8 empty] | 3237 | -2 | -2.3351 | 32.37 | -2.3213 | 0.00019095
[8 empty] | 3238 | -2 | -2.3351 | 32.38 | -2.6713 | 0.11301
[8 empty] | 3239 | -2.8 | -3.1351 | 32.39 | -3.0094 | 0.015814
[8 empty] | 3240 | -2.8 | -3.1351 | 32.4 | -3.3341 | 0.039581
[8 empty] | 3241 | -3.2 | -3.5351 | 32.41 | -3.644 | 0.011849
[8 empty] | 3242 | -3.6 | -3.9351 | 32.42 | -3.9377 | 6.7286e-06
[8 empty] | 3243 | -4 | -4.3351 | 32.43 | -4.214 | 0.014667
[8 empty] | 3244 | -4 | -4.3351 | 32.44 | -4.4717 | 0.018644
[8 empty] | 3245 | -4.4 | -4.7351 | 32.45 | -4.7095 | 0.00065452
[8 empty] | 3246 | -4.4 | -4.7351 | 32.46 | -4.9266 | 0.036663
[8 empty] | 3247 | -4.8 | -5.1351 | 32.47 | -5.1219 | 0.00017483
[8 empty] | 3248 | -5.2 | -5.5351 | 32.48 | -5.2946 | 0.057855
[8 empty] | 3249 | -5.2 | -5.5351 | 32.49 | -5.4439 | 0.0083165
[8 empty] | 3250 | -5.2 | -5.5351 | 32.5 | -5.5693 | 0.0011652
[8 empty] | 3251 | -5.6 | -5.9351 | 32.51 | -5.67 | 0.070268
[8 empty] | 3252 | -5.2 | -5.5351 | 32.52 | -5.7458 | 0.044405
[8 empty] | 3253 | -5.2 | -5.5351 | 32.53 | -5.7964 | 0.068241
[8 empty] | 3254 | -5.6 | -5.9351 | 32.54 | -5.8213 | 0.012945
[8 empty] | 3255 | -5.2 | -5.5351 | 32.55 | -5.8207 | 0.081571
[8 empty] | 3256 | -5.6 | -5.9351 | 32.56 | -5.7945 | 0.019771
[8 empty] | 3257 | -5.2 | -5.5351 | 32.57 | -5.7428 | 0.043142
[8 empty] | 3258 | -5.2 | -5.5351 | 32.58 | -5.6659 | 0.017105
[8 empty] | 3259 | -5.2 | -5.5351 | 32.59 | -5.5641 | 0.0008402
[8 empty] | 3260 | -5.2 | -5.5351 | 32.6 | -5.4379 | 0.0094557
[8 empty] | 3261 | -5.2 | -5.5351 | 32.61 | -5.2878 | 0.06117
[8 empty] | 3262 | -4.8 | -5.1351 | 32.62 | -5.1145 | 0.00042444
[8 empty] | 3263 | -4.4 | -4.7351 | 32.63 | -4.9188 | 0.033748
[8 empty] | 3264 | -4.4 | -4.7351 | 32.64 | -4.7016 | 0.0011245
[8 empty] | 3265 | -4 | -4.3351 | 32.65 | -4.4638 | 0.01655
[8 empty] | 3266 | -3.6 | -3.9351 | 32.66 | -4.2064 | 0.073601
[8 empty] | 3267 | -3.6 | -3.9351 | 32.67 | -3.9307 | 1.9718e-05
[8 empty] | 3268 | -3.2 | -3.5351 | 32.68 | -3.6378 | 0.010538
[8 empty] | 3269 | -2.8 | -3.1351 | 32.69 | -3.329 | 0.03759
[8 empty] | 3270 | -2.4 | -2.7351 | 32.7 | -3.0057 | 0.073224
[8 empty] | 3271 | -2 | -2.3351 | 32.71 | -2.6694 | 0.11172
[8 empty] | 3272 | -2 | -2.3351 | 32.72 | -2.3214 | 0.00018808
[8 empty] | 3273 | -2 | -2.3351 | 32.73 | -1.9634 | 0.13818
[8 empty] | 3274 | -1.2 | -1.5351 | 32.74 | -1.5969 | 0.0038167
[8 empty] | 3275 | -0.8 | -1.1351 | 32.75 | -1.2235 | 0.0078185
[8 empty] | 3276 | -0.4 | -0.73512 | 32.76 | -0.84496 | 0.012066
[8 empty] | 3277 | -0.4 | -0.73512 | 32.77 | -0.46283 | 0.074139
[8 empty] | 3278 | 0 | -0.33512 | 32.78 | -0.078834 | 0.065683
[8 empty] | 3279 | 0.8 | 0.46488 | 32.79 | 0.30535 | 0.02545
[8 empty] | 3280 | 0.8 | 0.46488 | 32.8 | 0.68802 | 0.049792
[8 empty] | 3281 | 1.2 | 0.86488 | 32.81 | 1.0675 | 0.041057
[8 empty] | 3282 | 1.6 | 1.2649 | 32.82 | 1.4421 | 0.031418
[8 empty] | 3283 | 2 | 1.6649 | 32.83 | 1.8103 | 0.021133
[8 empty] | 3284 | 2.4 | 2.0649 | 32.84 | 2.1703 | 0.011104
[8 empty] | 3285 | 2.8 | 2.4649 | 32.85 | 2.5206 | 0.0031
[8 empty] | 3286 | 3.2 | 2.8649 | 32.86 | 2.8596 | 2.7608e-05
[8 empty] | 3287 | 4 | 3.6649 | 32.87 | 3.186 | 0.22935
[8 empty] | 3288 | 4 | 3.6649 | 32.88 | 3.4982 | 0.027793
[8 empty] | 3289 | 4 | 3.6649 | 32.89 | 3.7948 | 0.01689
[8 empty] | 3290 | 4.4 | 4.0649 | 32.9 | 4.0747 | 9.65e-05
[8 empty] | 3291 | 4.8 | 4.4649 | 32.91 | 4.3365 | 0.016475
[8 empty] | 3292 | 4.4 | 4.0649 | 32.92 | 4.5792 | 0.26449
[8 empty] | 3293 | 5.2 | 4.8649 | 32.93 | 4.8016 | 0.0040098
[8 empty] | 3294 | 5.2 | 4.8649 | 32.94 | 5.0027 | 0.019006
[8 empty] | 3295 | 5.6 | 5.2649 | 32.95 | 5.1818 | 0.0068959
[8 empty] | 3296 | 6 | 5.6649 | 32.96 | 5.3381 | 0.1068
[8 empty] | 3297 | 6 | 5.6649 | 32.97 | 5.4708 | 0.037682
[8 empty] | 3298 | 6 | 5.6649 | 32.98 | 5.5793 | 0.007318
[8 empty] | 3299 | 6 | 5.6649 | 32.99 | 5.6633 | 2.4134e-06
[8 empty] | 3300 | 6 | 5.6649 | 33 | 5.7224 | 0.0033059
[8 empty] | 3301 | 6 | 5.6649 | 33.01 | 5.7562 | 0.008346
[8 empty] | 3302 | 6 | 5.6649 | 33.02 | 5.7648 | 0.0099776
[8 empty] | 3303 | 6 | 5.6649 | 33.03 | 5.7479 | 0.0068997
[8 empty] | 3304 | 6 | 5.6649 | 33.04 | 5.7059 | 0.0016786
[8 empty] | 3305 | 6 | 5.6649 | 33.05 | 5.6387 | 0.00068628
[8 empty] | 3306 | 6 | 5.6649 | 33.06 | 5.5467 | 0.013955
[8 empty] | 3307 | 5.6 | 5.2649 | 33.07 | 5.4305 | 0.027416
[8 empty] | 3308 | 5.6 | 5.2649 | 33.08 | 5.2903 | 0.00064815
[8 empty] | 3309 | 5.6 | 5.2649 | 33.09 | 5.127 | 0.019007
[8 empty] | 3310 | 5.2 | 4.8649 | 33.1 | 4.9412 | 0.0058268
[8 empty] | 3311 | 5.2 | 4.8649 | 33.11 | 4.7338 | 0.017192
[8 empty] | 3312 | 4.8 | 4.4649 | 33.12 | 4.5056 | 0.0016569
[8 empty] | 3313 | 4.4 | 4.0649 | 33.13 | 4.2577 | 0.037176
[8 empty] | 3314 | 4.4 | 4.0649 | 33.14 | 3.9912 | 0.0054317
[8 empty] | 3315 | 4 | 3.6649 | 33.15 | 3.7072 | 0.0017937
[8 empty] | 3316 | 4 | 3.6649 | 33.16 | 3.4071 | 0.066449
[8 empty] | 3317 | 3.2 | 2.8649 | 33.17 | 3.0921 | 0.051639
[8 empty] | 3318 | 3.2 | 2.8649 | 33.18 | 2.7637 | 0.010242
[8 empty] | 3319 | 2.8 | 2.4649 | 33.19 | 2.4232 | 0.0017356
[8 empty] | 3320 | 2.8 | 2.4649 | 33.2 | 2.0723 | 0.15416
[8 empty] | 3321 | 2 | 1.6649 | 33.21 | 1.7123 | 0.002251
[8 empty] | 3322 | 1.6 | 1.2649 | 33.22 | 1.345 | 0.0064227
[8 empty] | 3323 | 1.6 | 1.2649 | 33.23 | 0.97196 | 0.085801
[8 empty] | 3324 | 0.8 | 0.46488 | 33.24 | 0.59479 | 0.016876
[8 empty] | 3325 | 0.4 | 0.06488 | 33.25 | 0.21516 | 0.022584
[8 empty] | 3326 | 0.4 | 0.06488 | 33.26 | -0.16525 | 0.052959
[8 empty] | 3327 | -0.4 | -0.73512 | 33.27 | -0.54477 | 0.036234
[8 empty] | 3328 | -0.4 | -0.73512 | 33.28 | -0.92173 | 0.034822
[8 empty] | 3329 | -1.2 | -1.5351 | 33.29 | -1.2945 | 0.057912
[8 empty] | 3330 | -1.6 | -1.9351 | 33.3 | -1.6614 | 0.074944
[8 empty] | 3331 | -2 | -2.3351 | 33.31 | -2.0208 | 0.098805
[8 empty] | 3332 | -2 | -2.3351 | 33.32 | -2.3712 | 0.0012998
[8 empty] | 3333 | -2 | -2.3351 | 33.33 | -2.711 | 0.14127
[8 empty] | 3334 | -2.8 | -3.1351 | 33.34 | -3.0387 | 0.0092935
[8 empty] | 3335 | -2.8 | -3.1351 | 33.35 | -3.353 | 0.04745
[8 empty] | 3336 | -3.2 | -3.5351 | 33.36 | -3.6523 | 0.013732
[8 empty] | 3337 | -3.6 | -3.9351 | 33.37 | -3.9355 | 1.2005e-07
[8 empty] | 3338 | -4 | -4.3351 | 33.38 | -4.2012 | 0.017934
[8 empty] | 3339 | -4 | -4.3351 | 33.39 | -4.4483 | 0.01282
[8 empty] | 3340 | -4.4 | -4.7351 | 33.4 | -4.6758 | 0.0035165
[8 empty] | 3341 | -4 | -4.3351 | 33.41 | -4.8826 | 0.29977
[8 empty] | 3342 | -4.8 | -5.1351 | 33.42 | -5.0679 | 0.0045201
[8 empty] | 3343 | -5.2 | -5.5351 | 33.43 | -5.2308 | 0.092626
[8 empty] | 3344 | -4.8 | -5.1351 | 33.44 | -5.3706 | 0.055446
[8 empty] | 3345 | -4.8 | -5.1351 | 33.45 | -5.4867 | 0.12363
[8 empty] | 3346 | -5.2 | -5.5351 | 33.46 | -5.5787 | 0.0018976
[8 empty] | 3347 | -5.2 | -5.5351 | 33.47 | -5.6461 | 0.012309
[8 empty] | 3348 | -5.6 | -5.9351 | 33.48 | -5.6886 | 0.060776
[8 empty] | 3349 | -5.6 | -5.9351 | 33.49 | -5.7061 | 0.052458
[8 empty] | 3350 | -5.6 | -5.9351 | 33.5 | -5.6985 | 0.056001
[8 empty] | 3351 | -5.2 | -5.5351 | 33.51 | -5.6658 | 0.017079
[8 empty] | 3352 | -5.6 | -5.9351 | 33.52 | -5.6082 | 0.10685
[8 empty] | 3353 | -5.2 | -5.5351 | 33.53 | -5.526 | 8.2559e-05
[8 empty] | 3354 | -5.2 | -5.5351 | 33.54 | -5.4196 | 0.013354
[8 empty] | 3355 | -5.2 | -5.5351 | 33.55 | -5.2893 | 0.060427
[8 empty] | 3356 | -5.2 | -5.5351 | 33.56 | -5.1358 | 0.15943
[8 empty] | 3357 | -4.4 | -4.7351 | 33.57 | -4.9599 | 0.050505
[8 empty] | 3358 | -4 | -4.3351 | 33.58 | -4.7621 | 0.18234
[8 empty] | 3359 | -4 | -4.3351 | 33.59 | -4.5436 | 0.043447
[8 empty] | 3360 | -4 | -4.3351 | 33.6 | -4.3051 | 0.00090145
[8 empty] | 3361 | -3.6 | -3.9351 | 33.61 | -4.0478 | 0.012698
[8 empty] | 3362 | -3.2 | -3.5351 | 33.62 | -3.7728 | 0.056502
[8 empty] | 3363 | -3.2 | -3.5351 | 33.63 | -3.4814 | 0.0028895
[8 empty] | 3364 | -2.8 | -3.1351 | 33.64 | -3.1747 | 0.0015687
[8 empty] | 3365 | -2.4 | -2.7351 | 33.65 | -2.8543 | 0.014194
[8 empty] | 3366 | -2 | -2.3351 | 33.66 | -2.5214 | 0.034691
[8 empty] | 3367 | -2 | -2.3351 | 33.67 | -2.1775 | 0.024829
[8 empty] | 3368 | -1.2 | -1.5351 | 33.68 | -1.8243 | 0.083621
[8 empty] | 3369 | -1.2 | -1.5351 | 33.69 | -1.4632 | 0.0051772
[8 empty] | 3370 | -0.8 | -1.1351 | 33.7 | -1.0958 | 0.001549
[8 empty] | 3371 | -0.4 | -0.73512 | 33.71 | -0.7237 | 0.00013047
[8 empty] | 3372 | 0 | -0.33512 | 33.72 | -0.34861 | 0.000182
[8 empty] | 3373 | 0.4 | 0.06488 | 33.73 | 0.027848 | 0.0013714
[8 empty] | 3374 | 0.8 | 0.46488 | 33.74 | 0.40402 | 0.0037037
[8 empty] | 3375 | 1.2 | 0.86488 | 33.75 | 0.77826 | 0.0075036
[8 empty] | 3376 | 1.6 | 1.2649 | 33.76 | 1.1489 | 0.013449
[8 empty] | 3377 | 2 | 1.6649 | 33.77 | 1.5143 | 0.02266
[8 empty] | 3378 | 2.4 | 2.0649 | 33.78 | 1.873 | 0.03683
[8 empty] | 3379 | 2.4 | 2.0649 | 33.79 | 2.2232 | 0.025065
[8 empty] | 3380 | 3.2 | 2.8649 | 33.8 | 2.5635 | 0.090828
[8 empty] | 3381 | 3.6 | 3.2649 | 33.81 | 2.8924 | 0.13875
[8 empty] | 3382 | 3.6 | 3.2649 | 33.82 | 3.2084 | 0.003189
[8 empty] | 3383 | 3.6 | 3.2649 | 33.83 | 3.5102 | 0.060174
[8 empty] | 3384 | 4.4 | 4.0649 | 33.84 | 3.7964 | 0.072084
[8 empty] | 3385 | 4.4 | 4.0649 | 33.85 | 4.0658 | 8.2027e-07
[8 empty] | 3386 | 4.8 | 4.4649 | 33.86 | 4.3172 | 0.021815
[8 empty] | 3387 | 5.2 | 4.8649 | 33.87 | 4.5495 | 0.099476
[8 empty] | 3388 | 5.2 | 4.8649 | 33.88 | 4.7617 | 0.010651
[8 empty] | 3389 | 5.2 | 4.8649 | 33.89 | 4.9528 | 0.007737
[8 empty] | 3390 | 5.6 | 5.2649 | 33.9 | 5.1221 | 0.020375
[8 empty] | 3391 | 5.6 | 5.2649 | 33.91 | 5.2688 | 1.5693e-05
[8 empty] | 3392 | 6 | 5.6649 | 33.92 | 5.3923 | 0.074295
[8 empty] | 3393 | 6 | 5.6649 | 33.93 | 5.492 | 0.029884
[8 empty] | 3394 | 6 | 5.6649 | 33.94 | 5.5675 | 0.0094795
[8 empty] | 3395 | 6 | 5.6649 | 33.95 | 5.6185 | 0.0021504
[8 empty] | 3396 | 6 | 5.6649 | 33.96 | 5.6448 | 0.00040453
[8 empty] | 3397 | 6 | 5.6649 | 33.97 | 5.6462 | 0.00034925
[8 empty] | 3398 | 6 | 5.6649 | 33.98 | 5.6228 | 0.0017719
[8 empty] | 3399 | 6 | 5.6649 | 33.99 | 5.5747 | 0.008139
[8 empty] | 3400 | 6 | 5.6649 | 34 | 5.502 | 0.026515
[8 empty] | 3401 | 5.6 | 5.2649 | 34.01 | 5.4053 | 0.019708
[8 empty] | 3402 | 6 | 5.6649 | 34.02 | 5.2848 | 0.1445
[8 empty] | 3403 | 5.6 | 5.2649 | 34.03 | 5.1411 | 0.015332
[8 empty] | 3404 | 5.2 | 4.8649 | 34.04 | 4.9748 | 0.012085
[8 empty] | 3405 | 5.6 | 5.2649 | 34.05 | 4.7868 | 0.2286
[8 empty] | 3406 | 5.2 | 4.8649 | 34.06 | 4.5777 | 0.08245
[8 empty] | 3407 | 4.4 | 4.0649 | 34.07 | 4.3487 | 0.08054
[8 empty] | 3408 | 4.4 | 4.0649 | 34.08 | 4.1006 | 0.0012751
[8 empty] | 3409 | 4.4 | 4.0649 | 34.09 | 3.8346 | 0.05304
[8 empty] | 3410 | 4 | 3.6649 | 34.1 | 3.5518 | 0.012784
[8 empty] | 3411 | 4 | 3.6649 | 34.11 | 3.2536 | 0.16919
[8 empty] | 3412 | 3.2 | 2.8649 | 34.12 | 2.9411 | 0.005812
[8 empty] | 3413 | 2.8 | 2.4649 | 34.13 | 2.6159 | 0.022801
[8 empty] | 3414 | 2.8 | 2.4649 | 34.14 | 2.2793 | 0.034448
[8 empty] | 3415 | 2 | 1.6649 | 34.15 | 1.9328 | 0.07178
[8 empty] | 3416 | 2.4 | 2.0649 | 34.16 | 1.578 | 0.23708
[8 empty] | 3417 | 1.2 | 0.86488 | 34.17 | 1.2163 | 0.12353
[8 empty] | 3418 | 1.2 | 0.86488 | 34.18 | 0.84954 | 0.00023532
[8 empty] | 3419 | 0.8 | 0.46488 | 34.19 | 0.47915 | 0.00020368
[8 empty] | 3420 | 0.4 | 0.06488 | 34.2 | 0.10682 | 0.0017586
[8 empty] | 3421 | 0.4 | 0.06488 | 34.21 | -0.26583 | 0.10937
[8 empty] | 3422 | -0.4 | -0.73512 | 34.22 | -0.63714 | 0.0095993
[8 empty] | 3423 | -0.4 | -0.73512 | 34.23 | -1.0055 | 0.073104
[8 empty] | 3424 | -1.2 | -1.5351 | 34.24 | -1.3693 | 0.027506
[8 empty] | 3425 | -1.6 | -1.9351 | 34.25 | -1.7269 | 0.04337
[8 empty] | 3426 | -2 | -2.3351 | 34.26 | -2.0767 | 0.066775
[8 empty] | 3427 | -2.4 | -2.7351 | 34.27 | -2.4173 | 0.10103
[8 empty] | 3428 | -2 | -2.3351 | 34.28 | -2.7471 | 0.16969
[8 empty] | 3429 | -2.4 | -2.7351 | 34.29 | -3.0646 | 0.10857
[8 empty] | 3430 | -3.2 | -3.5351 | 34.3 | -3.3686 | 0.027738
[8 empty] | 3431 | -3.2 | -3.5351 | 34.31 | -3.6576 | 0.014996
[8 empty] | 3432 | -3.6 | -3.9351 | 34.32 | -3.9304 | 2.2541e-05
[8 empty] | 3433 | -4 | -4.3351 | 34.33 | -4.1858 | 0.022307
[8 empty] | 3434 | -4 | -4.3351 | 34.34 | -4.4226 | 0.0076601
[8 empty] | 3435 | -4.4 | -4.7351 | 34.35 | -4.64 | 0.0090542
[8 empty] | 3436 | -4 | -4.3351 | 34.36 | -4.8368 | 0.25168
[8 empty] | 3437 | -4 | -4.3351 | 34.37 | -5.0123 | 0.45852
[8 empty] | 3438 | -4.8 | -5.1351 | 34.38 | -5.1656 | 0.00093006
[8 empty] | 3439 | -4.8 | -5.1351 | 34.39 | -5.2962 | 0.025943
[8 empty] | 3440 | -5.2 | -5.5351 | 34.4 | -5.4034 | 0.017347
[8 empty] | 3441 | -5.2 | -5.5351 | 34.41 | -5.4868 | 0.0023323
[8 empty] | 3442 | -5.2 | -5.5351 | 34.42 | -5.5461 | 0.00012005
[8 empty] | 3443 | -5.2 | -5.5351 | 34.43 | -5.5809 | 0.0020969
[8 empty] | 3444 | -5.2 | -5.5351 | 34.44 | -5.5912 | 0.0031437
[8 empty] | 3445 | -5.2 | -5.5351 | 34.45 | -5.5769 | 0.0017434
[8 empty] | 3446 | -5.2 | -5.5351 | 34.46 | -5.538 | 8.5242e-06
[8 empty] | 3447 | -5.2 | -5.5351 | 34.47 | -5.4749 | 0.0036303
[8 empty] | 3448 | -5.2 | -5.5351 | 34.48 | -5.3876 | 0.021748
[8 empty] | 3449 | -5.2 | -5.5351 | 34.49 | -5.2768 | 0.066744
[8 empty] | 3450 | -4.8 | -5.1351 | 34.5 | -5.1427 | 5.802e-05
[8 empty] | 3451 | -4.4 | -4.7351 | 34.51 | -4.9861 | 0.063014
[8 empty] | 3452 | -4 | -4.3351 | 34.52 | -4.8077 | 0.22333
[8 empty] | 3453 | -4.4 | -4.7351 | 34.53 | -4.6082 | 0.016115
[8 empty] | 3454 | -4 | -4.3351 | 34.54 | -4.3885 | 0.0028473
[8 empty] | 3455 | -4 | -4.3351 | 34.55 | -4.1496 | 0.034425
[8 empty] | 3456 | -3.6 | -3.9351 | 34.56 | -3.8925 | 0.0018136
[8 empty] | 3457 | -3.6 | -3.9351 | 34.57 | -3.6185 | 0.10026
[8 empty] | 3458 | -2.8 | -3.1351 | 34.58 | -3.3286 | 0.037447
[8 empty] | 3459 | -2.8 | -3.1351 | 34.59 | -3.0243 | 0.012288
[8 empty] | 3460 | -2 | -2.3351 | 34.6 | -2.7067 | 0.1381
[8 empty] | 3461 | -2 | -2.3351 | 34.61 | -2.3774 | 0.0017914
[8 empty] | 3462 | -2 | -2.3351 | 34.62 | -2.0378 | 0.088378
[8 empty] | 3463 | -1.2 | -1.5351 | 34.63 | -1.6894 | 0.023806
[8 empty] | 3464 | -0.8 | -1.1351 | 34.64 | -1.3337 | 0.039437
[8 empty] | 3465 | -0.8 | -1.1351 | 34.65 | -0.97229 | 0.026513
[8 empty] | 3466 | -0.4 | -0.73512 | 34.66 | -0.60676 | 0.016477
[8 empty] | 3467 | 0 | -0.33512 | 34.67 | -0.23871 | 0.0092951
[8 empty] | 3468 | 0.8 | 0.46488 | 34.68 | 0.13023 | 0.11199
[8 empty] | 3469 | 1.2 | 0.86488 | 34.69 | 0.49844 | 0.13428
[8 empty] | 3470 | 0.8 | 0.46488 | 34.7 | 0.86429 | 0.15953
[8 empty] | 3471 | 1.6 | 1.2649 | 34.71 | 1.2262 | 0.0014971
[8 empty] | 3472 | 2 | 1.6649 | 34.72 | 1.5825 | 0.0067804
[8 empty] | 3473 | 2 | 1.6649 | 34.73 | 1.9318 | 0.071232
[8 empty] | 3474 | 2.8 | 2.4649 | 34.74 | 2.2724 | 0.037063
[8 empty] | 3475 | 3.2 | 2.8649 | 34.75 | 2.6028 | 0.068679
[8 empty] | 3476 | 2.8 | 2.4649 | 34.76 | 2.9217 | 0.20866
[8 empty] | 3477 | 3.6 | 3.2649 | 34.77 | 3.2276 | 0.0013935
[8 empty] | 3478 | 4 | 3.6649 | 34.78 | 3.5191 | 0.021251
[8 empty] | 3479 | 4 | 3.6649 | 34.79 | 3.7951 | 0.016944
[8 empty] | 3480 | 4.4 | 4.0649 | 34.8 | 4.0542 | 0.00011424
[8 empty] | 3481 | 4.4 | 4.0649 | 34.81 | 4.2954 | 0.053136
[8 empty] | 3482 | 4.4 | 4.0649 | 34.82 | 4.5176 | 0.20495
[8 empty] | 3483 | 5.6 | 5.2649 | 34.83 | 4.7198 | 0.29706
[8 empty] | 3484 | 5.6 | 5.2649 | 34.84 | 4.9012 | 0.13223
[8 empty] | 3485 | 5.6 | 5.2649 | 34.85 | 5.061 | 0.041561
[8 empty] | 3486 | 5.6 | 5.2649 | 34.86 | 5.1985 | 0.0044119
[8 empty] | 3487 | 5.6 | 5.2649 | 34.87 | 5.313 | 0.0023137
[8 empty] | 3488 | 6 | 5.6649 | 34.88 | 5.4041 | 0.068011
[8 empty] | 3489 | 6 | 5.6649 | 34.89 | 5.4714 | 0.037436
[8 empty] | 3490 | 5.6 | 5.2649 | 34.9 | 5.5146 | 0.062366
[8 empty] | 3491 | 6 | 5.6649 | 34.91 | 5.5336 | 0.017246
[8 empty] | 3492 | 6 | 5.6649 | 34.92 | 5.5282 | 0.018693
[8 empty] | 3493 | 6 | 5.6649 | 34.93 | 5.4985 | 0.027698
[8 empty] | 3494 | 6 | 5.6649 | 34.94 | 5.4446 | 0.048532
[8 empty] | 3495 | 5.6 | 5.2649 | 34.95 | 5.3668 | 0.010385
[8 empty] | 3496 | 5.6 | 5.2649 | 34.96 | 5.2654 | 2.9676e-07
[8 empty] | 3497 | 5.6 | 5.2649 | 34.97 | 5.141 | 0.015358
[8 empty] | 3498 | 5.2 | 4.8649 | 34.98 | 4.9939 | 0.016652
[8 empty] | 3499 | 4.8 | 4.4649 | 34.99 | 4.825 | 0.12969
[8 empty] | 3500 | 5.2 | 4.8649 | 35 | 4.6349 | 0.052878
[8 empty] | 3501 | 4.8 | 4.4649 | 35.01 | 4.4246 | 0.001626
[8 empty] | 3502 | 4.8 | 4.4649 | 35.02 | 4.1948 | 0.072934
[8 empty] | 3503 | 4.4 | 4.0649 | 35.03 | 3.9467 | 0.01396
[8 empty] | 3504 | 4 | 3.6649 | 35.04 | 3.6814 | 0.00027267
[8 empty] | 3505 | 3.6 | 3.2649 | 35.05 | 3.4 | 0.018252
[8 empty] | 3506 | 3.6 | 3.2649 | 35.06 | 3.1037 | 0.025967
[8 empty] | 3507 | 2.8 | 2.4649 | 35.07 | 2.794 | 0.1083
[8 empty] | 3508 | 3.2 | 2.8649 | 35.08 | 2.4721 | 0.15431
[8 empty] | 3509 | 2.4 | 2.0649 | 35.09 | 2.1394 | 0.0055544
[8 empty] | 3510 | 2 | 1.6649 | 35.1 | 1.7975 | 0.017586
[8 empty] | 3511 | 2 | 1.6649 | 35.11 | 1.4478 | 0.047115
[8 empty] | 3512 | 1.2 | 0.86488 | 35.12 | 1.0919 | 0.051553
[8 empty] | 3513 | 0.8 | 0.46488 | 35.13 | 0.7314 | 0.07103
[8 empty] | 3514 | 0.8 | 0.46488 | 35.14 | 0.3678 | 0.0094251
[8 empty] | 3515 | 0.4 | 0.06488 | 35.15 | 0.0027383 | 0.0038616
[8 empty] | 3516 | 0 | -0.33512 | 35.16 | -0.36218 | 0.00073199
[8 empty] | 3517 | -0.4 | -0.73512 | 35.17 | -0.72534 | 9.5667e-05
[8 empty] | 3518 | -1.2 | -1.5351 | 35.18 | -1.0852 | 0.20247
[8 empty] | 3519 | -0.8 | -1.1351 | 35.19 | -1.44 | 0.09298
[8 empty] | 3520 | -1.6 | -1.9351 | 35.2 | -1.7885 | 0.021512
[8 empty] | 3521 | -2 | -2.3351 | 35.21 | -2.1288 | 0.042551
[8 empty] | 3522 | -2 | -2.3351 | 35.22 | -2.4597 | 0.015526
[8 empty] | 3523 | -2.4 | -2.7351 | 35.23 | -2.7796 | 0.0019823
[8 empty] | 3524 | -2.8 | -3.1351 | 35.24 | -3.0872 | 0.0022961
[8 empty] | 3525 | -3.2 | -3.5351 | 35.25 | -3.3811 | 0.023736
[8 empty] | 3526 | -3.2 | -3.5351 | 35.26 | -3.6599 | 0.015572
[8 empty] | 3527 | -3.6 | -3.9351 | 35.27 | -3.9225 | 0.00015802
[8 empty] | 3528 | -4 | -4.3351 | 35.28 | -4.1678 | 0.027987
[8 empty] | 3529 | -4 | -4.3351 | 35.29 | -4.3947 | 0.0035462
[8 empty] | 3530 | -4 | -4.3351 | 35.3 | -4.6021 | 0.071272
[8 empty] | 3531 | -4.4 | -4.7351 | 35.31 | -4.7892 | 0.0029225
[8 empty] | 3532 | -4.4 | -4.7351 | 35.32 | -4.9551 | 0.048404
[8 empty] | 3533 | -5.2 | -5.5351 | 35.33 | -5.0992 | 0.19001
[8 empty] | 3534 | -5.2 | -5.5351 | 35.34 | -5.2208 | 0.098786
[8 empty] | 3535 | -5.2 | -5.5351 | 35.35 | -5.3194 | 0.046532
[8 empty] | 3536 | -5.2 | -5.5351 | 35.36 | -5.3946 | 0.019757
[8 empty] | 3537 | -5.2 | -5.5351 | 35.37 | -5.446 | 0.0079496
[8 empty] | 3538 | -5.2 | -5.5351 | 35.38 | -5.4734 | 0.0038111
[8 empty] | 3539 | -5.2 | -5.5351 | 35.39 | -5.4767 | 0.0034093
[8 empty] | 3540 | -5.2 | -5.5351 | 35.4 | -5.456 | 0.0062616
[8 empty] | 3541 | -5.2 | -5.5351 | 35.41 | -5.4113 | 0.01534
[8 empty] | 3542 | -5.2 | -5.5351 | 35.42 | -5.3428 | 0.037002
[8 empty] | 3543 | -5.2 | -5.5351 | 35.43 | -5.2508 | 0.080843
[8 empty] | 3544 | -4.8 | -5.1351 | 35.44 | -5.1358 | 4.233e-07
[8 empty] | 3545 | -4.8 | -5.1351 | 35.45 | -4.9982 | 0.018743
[8 empty] | 3546 | -4.8 | -5.1351 | 35.46 | -4.8387 | 0.087843
[8 empty] | 3547 | -4.4 | -4.7351 | 35.47 | -4.658 | 0.0059399
[8 empty] | 3548 | -4 | -4.3351 | 35.48 | -4.457 | 0.014844
[8 empty] | 3549 | -4 | -4.3351 | 35.49 | -4.2363 | 0.0097561
[8 empty] | 3550 | -3.6 | -3.9351 | 35.5 | -3.9972 | 0.0038545
[8 empty] | 3551 | -3.6 | -3.9351 | 35.51 | -3.7406 | 0.037843
[8 empty] | 3552 | -3.2 | -3.5351 | 35.52 | -3.4676 | 0.0045549
[8 empty] | 3553 | -2.8 | -3.1351 | 35.53 | -3.1795 | 0.0019732
[8 empty] | 3554 | -2.4 | -2.7351 | 35.54 | -2.8776 | 0.020299
[8 empty] | 3555 | -2 | -2.3351 | 35.55 | -2.5631 | 0.051985
[8 empty] | 3556 | -1.6 | -1.9351 | 35.56 | -2.2375 | 0.091443
[8 empty] | 3557 | -2 | -2.3351 | 35.57 | -1.9022 | 0.18741
[8 empty] | 3558 | -0.8 | -1.1351 | 35.58 | -1.5587 | 0.1794
[8 empty] | 3559 | -1.2 | -1.5351 | 35.59 | -1.2084 | 0.10672
[8 empty] | 3560 | -0.4 | -0.73512 | 35.6 | -0.85305 | 0.013907
[8 empty] | 3561 | -0.4 | -0.73512 | 35.61 | -0.49405 | 0.058114
[8 empty] | 3562 | 0 | -0.33512 | 35.62 | -0.13304 | 0.040837
[8 empty] | 3563 | 0.4 | 0.06488 | 35.63 | 0.22841 | 0.026741
[8 empty] | 3564 | 0.8 | 0.46488 | 35.64 | 0.58869 | 0.015329
[8 empty] | 3565 | 0.8 | 0.46488 | 35.65 | 0.94623 | 0.2317
[8 empty] | 3566 | 1.6 | 1.2649 | 35.66 | 1.2995 | 0.0011953
[8 empty] | 3567 | 2 | 1.6649 | 35.67 | 1.6468 | 0.00032653
[8 empty] | 3568 | 2 | 1.6649 | 35.68 | 1.9868 | 0.10362
[8 empty] | 3569 | 2.8 | 2.4649 | 35.69 | 2.3179 | 0.021616
[8 empty] | 3570 | 2.8 | 2.4649 | 35.7 | 2.6386 | 0.03018
[8 empty] | 3571 | 3.2 | 2.8649 | 35.71 | 2.9476 | 0.0068439
[8 empty] | 3572 | 3.6 | 3.2649 | 35.72 | 3.2435 | 0.00045639
[8 empty] | 3573 | 4 | 3.6649 | 35.73 | 3.525 | 0.019557
[8 empty] | 3574 | 4 | 3.6649 | 35.74 | 3.7909 | 0.015888
[8 empty] | 3575 | 4.4 | 4.0649 | 35.75 | 4.04 | 0.00061717
[8 empty] | 3576 | 4.4 | 4.0649 | 35.76 | 4.2713 | 0.042598
[8 empty] | 3577 | 4.8 | 4.4649 | 35.77 | 4.4836 | 0.00035131
[8 empty] | 3578 | 5.2 | 4.8649 | 35.78 | 4.6762 | 0.035613
[8 empty] | 3579 | 5.2 | 4.8649 | 35.79 | 4.8481 | 0.00028286
[8 empty] | 3580 | 5.2 | 4.8649 | 35.8 | 4.9986 | 0.017871
[8 empty] | 3581 | 5.6 | 5.2649 | 35.81 | 5.127 | 0.019006
[8 empty] | 3582 | 5.6 | 5.2649 | 35.82 | 5.2329 | 0.0010246
[8 empty] | 3583 | 5.6 | 5.2649 | 35.83 | 5.3157 | 0.0025792
[8 empty] | 3584 | 6 | 5.6649 | 35.84 | 5.375 | 0.084002
[8 empty] | 3585 | 6 | 5.6649 | 35.85 | 5.4108 | 0.064573
[8 empty] | 3586 | 6 | 5.6649 | 35.86 | 5.4227 | 0.058662
[8 empty] | 3587 | 6 | 5.6649 | 35.87 | 5.4107 | 0.064589
[8 empty] | 3588 | 5.6 | 5.2649 | 35.88 | 5.375 | 0.012127
[8 empty] | 3589 | 6 | 5.6649 | 35.89 | 5.3157 | 0.12196
[8 empty] | 3590 | 5.6 | 5.2649 | 35.9 | 5.2329 | 0.0010198
[8 empty] | 3591 | 5.6 | 5.2649 | 35.91 | 5.1273 | 0.018938
[8 empty] | 3592 | 5.2 | 4.8649 | 35.92 | 4.9991 | 0.01801
[8 empty] | 3593 | 5.2 | 4.8649 | 35.93 | 4.849 | 0.00025316
[8 empty] | 3594 | 5.2 | 4.8649 | 35.94 | 4.6776 | 0.035075
[8 empty] | 3595 | 4.8 | 4.4649 | 35.95 | 4.4857 | 0.00043468
[8 empty] | 3596 | 4.4 | 4.0649 | 35.96 | 4.2742 | 0.043822
[8 empty] | 3597 | 4.8 | 4.4649 | 35.97 | 4.044 | 0.17714
[8 empty] | 3598 | 4.4 | 4.0649 | 35.98 | 3.7961 | 0.072244
[8 empty] | 3599 | 3.6 | 3.2649 | 35.99 | 3.5316 | 0.071143
[8 empty] | 3600 | 3.6 | 3.2649 | 36 | 3.2517 | 0.00017368
[8 empty] | 3601 | 3.6 | 3.2649 | 36.01 | 2.9576 | 0.094411
[8 empty] | 3602 | 2.8 | 2.4649 | 36.02 | 2.6507 | 0.034511
[8 empty] | 3603 | 2.8 | 2.4649 | 36.03 | 2.3322 | 0.017614
[8 empty] | 3604 | 2.4 | 2.0649 | 36.04 | 2.0036 | 0.003761
[8 empty] | 3605 | 2 | 1.6649 | 36.05 | 1.6663 | 1.9471e-06
[8 empty] | 3606 | 2 | 1.6649 | 36.06 | 1.3218 | 0.11769
[8 empty] | 3607 | 1.2 | 0.86488 | 36.07 | 0.97169 | 0.011409
[8 empty] | 3608 | 0.8 | 0.46488 | 36.08 | 0.61744 | 0.023276
[8 empty] | 3609 | 0.4 | 0.06488 | 36.09 | 0.26064 | 0.03832
[8 empty] | 3610 | 0.8 | 0.46488 | 36.1 | -0.097166 | 0.3159
[8 empty] | 3611 | -0.4 | -0.73512 | 36.11 | -0.45439 | 0.078811
[8 empty] | 3612 | -0.4 | -0.73512 | 36.12 | -0.80945 | 0.0055257
[8 empty] | 3613 | -0.4 | -0.73512 | 36.13 | -1.1608 | 0.18121
[8 empty] | 3614 | -1.2 | -1.5351 | 36.14 | -1.5069 | 0.00079584
[8 empty] | 3615 | -1.6 | -1.9351 | 36.15 | -1.8462 | 0.007901
[8 empty] | 3616 | -2 | -2.3351 | 36.16 | -2.1773 | 0.02491
[8 empty] | 3617 | -2 | -2.3351 | 36.17 | -2.4986 | 0.026736
[8 empty] | 3618 | -2.4 | -2.7351 | 36.18 | -2.8088 | 0.0054354
[8 empty] | 3619 | -2.4 | -2.7351 | 36.19 | -3.1066 | 0.13798
[8 empty] | 3620 | -2.8 | -3.1351 | 36.2 | -3.3905 | 0.065224
[8 empty] | 3621 | -3.2 | -3.5351 | 36.21 | -3.6594 | 0.01545
[8 empty] | 3622 | -3.6 | -3.9351 | 36.22 | -3.9121 | 0.00052932
[8 empty] | 3623 | -4 | -4.3351 | 36.23 | -4.1475 | 0.035202
[8 empty] | 3624 | -4 | -4.3351 | 36.24 | -4.3645 | 0.00086555
[8 empty] | 3625 | -4.4 | -4.7351 | 36.25 | -4.5623 | 0.029868
[8 empty] | 3626 | -4 | -4.3351 | 36.26 | -4.7399 | 0.16385
[8 empty] | 3627 | -4.4 | -4.7351 | 36.27 | -4.8966 | 0.026073
[8 empty] | 3628 | -4.8 | -5.1351 | 36.28 | -5.0317 | 0.010701
[8 empty] | 3629 | -4.8 | -5.1351 | 36.29 | -5.1446 | 8.9422e-05
[8 empty] | 3630 | -5.2 | -5.5351 | 36.3 | -5.2348 | 0.09019
[8 empty] | 3631 | -4.8 | -5.1351 | 36.31 | -5.302 | 0.027839
[8 empty] | 3632 | -4.8 | -5.1351 | 36.32 | -5.3458 | 0.044384
[8 empty] | 3633 | -5.2 | -5.5351 | 36.33 | -5.3661 | 0.028571
[8 empty] | 3634 | -5.2 | -5.5351 | 36.34 | -5.3628 | 0.029702
[8 empty] | 3635 | -5.2 | -5.5351 | 36.35 | -5.3359 | 0.039695
[8 empty] | 3636 | -4.8 | -5.1351 | 36.36 | -5.2855 | 0.022625
[8 empty] | 3637 | -5.2 | -5.5351 | 36.37 | -5.212 | 0.10443
[8 empty] | 3638 | -4.8 | -5.1351 | 36.38 | -5.1155 | 0.00038466
[8 empty] | 3639 | -4 | -4.3351 | 36.39 | -4.9966 | 0.43755
[8 empty] | 3640 | -4.4 | -4.7351 | 36.4 | -4.8558 | 0.014554
[8 empty] | 3641 | -4.8 | -5.1351 | 36.41 | -4.6936 | 0.19491
[8 empty] | 3642 | -4 | -4.3351 | 36.42 | -4.5109 | 0.03091
[8 empty] | 3643 | -4 | -4.3351 | 36.43 | -4.3085 | 0.00071002
[8 empty] | 3644 | -3.6 | -3.9351 | 36.44 | -4.0872 | 0.023115
[8 empty] | 3645 | -3.2 | -3.5351 | 36.45 | -3.848 | 0.097869
[8 empty] | 3646 | -3.2 | -3.5351 | 36.46 | -3.5919 | 0.003229
[8 empty] | 3647 | -3.2 | -3.5351 | 36.47 | -3.3202 | 0.046172
[8 empty] | 3648 | -2.4 | -2.7351 | 36.48 | -3.0341 | 0.089364
[8 empty] | 3649 | -2.4 | -2.7351 | 36.49 | -2.7347 | 2.1697e-07
[8 empty] | 3650 | -2 | -2.3351 | 36.5 | -2.4234 | 0.007785
[8 empty] | 3651 | -2 | -2.3351 | 36.51 | -2.1015 | 0.054565
[8 empty] | 3652 | -1.2 | -1.5351 | 36.52 | -1.7706 | 0.055451
[8 empty] | 3653 | -0.8 | -1.1351 | 36.53 | -1.432 | 0.088155
[8 empty] | 3654 | -0.8 | -1.1351 | 36.54 | -1.0873 | 0.0022861
[8 empty] | 3655 | -0.4 | -0.73512 | 36.55 | -0.73795 | 8.0144e-06
[8 empty] | 3656 | 0.4 | 0.06488 | 36.56 | -0.3855 | 0.20284
[8 empty] | 3657 | 0.4 | 0.06488 | 36.57 | -0.031506 | 0.0092903
[8 empty] | 3658 | 0.8 | 0.46488 | 36.58 | 0.32247 | 0.020279
[8 empty] | 3659 | 0.8 | 0.46488 | 36.59 | 0.67488 | 0.044101
[8 empty] | 3660 | 1.2 | 0.86488 | 36.6 | 1.0242 | 0.025374
[8 empty] | 3661 | 2 | 1.6649 | 36.61 | 1.3688 | 0.087658
[8 empty] | 3662 | 2 | 1.6649 | 36.62 | 1.7073 | 0.0017974
[8 empty] | 3663 | 2.4 | 2.0649 | 36.63 | 2.0381 | 0.00071775
[8 empty] | 3664 | 2.8 | 2.4649 | 36.64 | 2.3598 | 0.011042
[8 empty] | 3665 | 2.8 | 2.4649 | 36.65 | 2.671 | 0.042481
[8 empty] | 3666 | 3.6 | 3.2649 | 36.66 | 2.9703 | 0.086777
[8 empty] | 3667 | 4 | 3.6649 | 36.67 | 3.2564 | 0.16684
[8 empty] | 3668 | 4 | 3.6649 | 36.68 | 3.5281 | 0.018709
[8 empty] | 3669 | 4.4 | 4.0649 | 36.69 | 3.7841 | 0.078813
[8 empty] | 3670 | 4.4 | 4.0649 | 36.7 | 4.0234 | 0.0017176
[8 empty] | 3671 | 4.4 | 4.0649 | 36.71 | 4.2449 | 0.032419
[8 empty] | 3672 | 4.8 | 4.4649 | 36.72 | 4.4477 | 0.00029637
[8 empty] | 3673 | 5.2 | 4.8649 | 36.73 | 4.6308 | 0.054816
[8 empty] | 3674 | 5.2 | 4.8649 | 36.74 | 4.7934 | 0.0051102
[8 empty] | 3675 | 5.6 | 5.2649 | 36.75 | 4.9349 | 0.1089
[8 empty] | 3676 | 5.6 | 5.2649 | 36.76 | 5.0546 | 0.04421
[8 empty] | 3677 | 5.6 | 5.2649 | 36.77 | 5.1521 | 0.012726
[8 empty] | 3678 | 6 | 5.6649 | 36.78 | 5.2268 | 0.1919
[8 empty] | 3679 | 5.6 | 5.2649 | 36.79 | 5.2786 | 0.00018699
[8 empty] | 3680 | 6 | 5.6649 | 36.8 | 5.3071 | 0.12804
[8 empty] | 3681 | 5.6 | 5.2649 | 36.81 | 5.3122 | 0.0022393
[8 empty] | 3682 | 5.6 | 5.2649 | 36.82 | 5.294 | 0.00084711
[8 empty] | 3683 | 5.6 | 5.2649 | 36.83 | 5.2525 | 0.00015336
[8 empty] | 3684 | 5.6 | 5.2649 | 36.84 | 5.1879 | 0.0059218
[8 empty] | 3685 | 5.6 | 5.2649 | 36.85 | 5.1006 | 0.026998
[8 empty] | 3686 | 5.6 | 5.2649 | 36.86 | 4.9908 | 0.075108
[8 empty] | 3687 | 5.2 | 4.8649 | 36.87 | 4.8592 | 3.2585e-05
[8 empty] | 3688 | 5.2 | 4.8649 | 36.88 | 4.7062 | 0.025176
[8 empty] | 3689 | 4.8 | 4.4649 | 36.89 | 4.5326 | 0.0045884
[8 empty] | 3690 | 4.4 | 4.0649 | 36.9 | 4.3392 | 0.075234
[8 empty] | 3691 | 4.4 | 4.0649 | 36.91 | 4.1267 | 0.0038241
[8 empty] | 3692 | 4 | 3.6649 | 36.92 | 3.8962 | 0.053515
[8 empty] | 3693 | 4 | 3.6649 | 36.93 | 3.6487 | 0.00026263
[8 empty] | 3694 | 4 | 3.6649 | 36.94 | 3.3852 | 0.078224
[8 empty] | 3695 | 3.6 | 3.2649 | 36.95 | 3.1069 | 0.024944
[8 empty] | 3696 | 3.2 | 2.8649 | 36.96 | 2.8151 | 0.0024733
[8 empty] | 3697 | 2.8 | 2.4649 | 36.97 | 2.5111 | 0.0021361
[8 empty] | 3698 | 2.8 | 2.4649 | 36.98 | 2.1961 | 0.072223
[8 empty] | 3699 | 2 | 1.6649 | 36.99 | 1.8717 | 0.042755
[8 empty] | 3700 | 2 | 1.6649 | 37 | 1.5391 | 0.015826
[8 empty] | 3701 | 1.2 | 0.86488 | 37.01 | 1.1999 | 0.11222
[8 empty] | 3702 | 1.2 | 0.86488 | 37.02 | 0.85555 | 8.7079e-05
[8 empty] | 3703 | 0.8 | 0.46488 | 37.03 | 0.5076 | 0.0018254
[8 empty] | 3704 | 0.4 | 0.06488 | 37.04 | 0.15758 | 0.0085929
[8 empty] | 3705 | 0 | -0.33512 | 37.05 | -0.19299 | 0.020201
[8 empty] | 3706 | -0.4 | -0.73512 | 37.06 | -0.54256 | 0.037079
[8 empty] | 3707 | -0.4 | -0.73512 | 37.07 | -0.88959 | 0.023862
[8 empty] | 3708 | -0.8 | -1.1351 | 37.08 | -1.2326 | 0.0094951
[8 empty] | 3709 | -1.2 | -1.5351 | 37.09 | -1.57 | 0.0012142
[8 empty] | 3710 | -1.6 | -1.9351 | 37.1 | -1.9003 | 0.0012112
[8 empty] | 3711 | -2 | -2.3351 | 37.11 | -2.2222 | 0.012757
[8 empty] | 3712 | -2 | -2.3351 | 37.12 | -2.5341 | 0.039599
[8 empty] | 3713 | -2.8 | -3.1351 | 37.13 | -2.8348 | 0.090205
[8 empty] | 3714 | -2.4 | -2.7351 | 37.14 | -3.1228 | 0.15033
[8 empty] | 3715 | -3.2 | -3.5351 | 37.15 | -3.3971 | 0.019061
[8 empty] | 3716 | -3.6 | -3.9351 | 37.16 | -3.6562 | 0.077789
[8 empty] | 3717 | -3.6 | -3.9351 | 37.17 | -3.8992 | 0.001292
[8 empty] | 3718 | -3.6 | -3.9351 | 37.18 | -4.1249 | 0.036012
[8 empty] | 3719 | -4.4 | -4.7351 | 37.19 | -4.3324 | 0.16221
[8 empty] | 3720 | -4 | -4.3351 | 37.2 | -4.5207 | 0.034438
[8 empty] | 3721 | -4.4 | -4.7351 | 37.21 | -4.6891 | 0.0021209
[8 empty] | 3722 | -4.4 | -4.7351 | 37.22 | -4.8367 | 0.010328
[8 empty] | 3723 | -4.8 | -5.1351 | 37.23 | -4.9631 | 0.029594
[8 empty] | 3724 | -5.2 | -5.5351 | 37.24 | -5.0676 | 0.21862
[8 empty] | 3725 | -5.2 | -5.5351 | 37.25 | -5.1497 | 0.14856
[8 empty] | 3726 | -5.2 | -5.5351 | 37.26 | -5.2091 | 0.10626
[8 empty] | 3727 | -5.2 | -5.5351 | 37.27 | -5.2457 | 0.083788
[8 empty] | 3728 | -5.2 | -5.5351 | 37.28 | -5.2591 | 0.076191
[8 empty] | 3729 | -5.2 | -5.5351 | 37.29 | -5.2494 | 0.08164
[8 empty] | 3730 | -5.2 | -5.5351 | 37.3 | -5.2166 | 0.10145
[8 empty] | 3731 | -5.2 | -5.5351 | 37.31 | -5.1609 | 0.14004
[8 empty] | 3732 | -4.8 | -5.1351 | 37.32 | -5.0825 | 0.0027659
[8 empty] | 3733 | -4.8 | -5.1351 | 37.33 | -4.9818 | 0.023497
[8 empty] | 3734 | -4.8 | -5.1351 | 37.34 | -4.8593 | 0.076092
[8 empty] | 3735 | -4.4 | -4.7351 | 37.35 | -4.7154 | 0.00038907
[8 empty] | 3736 | -4 | -4.3351 | 37.36 | -4.5508 | 0.046537
[8 empty] | 3737 | -3.6 | -3.9351 | 37.37 | -4.3663 | 0.18596
[8 empty] | 3738 | -4 | -4.3351 | 37.38 | -4.1627 | 0.029717
[8 empty] | 3739 | -3.6 | -3.9351 | 37.39 | -3.9409 | 3.3404e-05
[8 empty] | 3740 | -3.6 | -3.9351 | 37.4 | -3.7018 | 0.054424
[8 empty] | 3741 | -3.2 | -3.5351 | 37.41 | -3.4466 | 0.0078385
[8 empty] | 3742 | -3.2 | -3.5351 | 37.42 | -3.1763 | 0.12876
[8 empty] | 3743 | -2.4 | -2.7351 | 37.43 | -2.8921 | 0.024658
[8 empty] | 3744 | -2 | -2.3351 | 37.44 | -2.5954 | 0.06775
[8 empty] | 3745 | -2 | -2.3351 | 37.45 | -2.2874 | 0.002279
[8 empty] | 3746 | -1.6 | -1.9351 | 37.46 | -1.9694 | 0.0011771
[8 empty] | 3747 | -1.2 | -1.5351 | 37.47 | -1.643 | 0.011628
[8 empty] | 3748 | -1.2 | -1.5351 | 37.48 | -1.3094 | 0.050953
[8 empty] | 3749 | -0.4 | -0.73512 | 37.49 | -0.97022 | 0.05527
[8 empty] | 3750 | -0.4 | -0.73512 | 37.5 | -0.62692 | 0.011707
[8 empty] | 3751 | 0 | -0.33512 | 37.51 | -0.28102 | 0.0029272
[8 empty] | 3752 | 0.4 | 0.06488 | 37.52 | 0.065976 | 1.2003e-06
[8 empty] | 3753 | 0.8 | 0.46488 | 37.53 | 0.41253 | 0.0027408
[8 empty] | 3754 | 1.2 | 0.86488 | 37.54 | 0.75712 | 0.011613
[8 empty] | 3755 | 1.2 | 0.86488 | 37.55 | 1.0982 | 0.054451
[8 empty] | 3756 | 1.6 | 1.2649 | 37.56 | 1.4344 | 0.028724
[8 empty] | 3757 | 2 | 1.6649 | 37.57 | 1.764 | 0.009833
[8 empty] | 3758 | 2.8 | 2.4649 | 37.58 | 2.0858 | 0.14368
[8 empty] | 3759 | 2.8 | 2.4649 | 37.59 | 2.3983 | 0.0044338
[8 empty] | 3760 | 2.8 | 2.4649 | 37.6 | 2.7001 | 0.05532
[8 empty] | 3761 | 3.6 | 3.2649 | 37.61 | 2.9899 | 0.075632
[8 empty] | 3762 | 3.6 | 3.2649 | 37.62 | 3.2664 | 2.246e-06
[8 empty] | 3763 | 4 | 3.6649 | 37.63 | 3.5284 | 0.018625
[8 empty] | 3764 | 4 | 3.6649 | 37.64 | 3.7748 | 0.012084
[8 empty] | 3765 | 4.4 | 4.0649 | 37.65 | 4.0045 | 0.0036461
[8 empty] | 3766 | 4.4 | 4.0649 | 37.66 | 4.2165 | 0.022983
[8 empty] | 3767 | 5.2 | 4.8649 | 37.67 | 4.4098 | 0.20707
[8 empty] | 3768 | 4.8 | 4.4649 | 37.68 | 4.5837 | 0.014119
[8 empty] | 3769 | 5.2 | 4.8649 | 37.69 | 4.7373 | 0.016266
[8 empty] | 3770 | 4.8 | 4.4649 | 37.7 | 4.8701 | 0.16419
[8 empty] | 3771 | 5.2 | 4.8649 | 37.71 | 4.9814 | 0.013565
[8 empty] | 3772 | 5.6 | 5.2649 | 37.72 | 5.0707 | 0.03772
[8 empty] | 3773 | 5.6 | 5.2649 | 37.73 | 5.1376 | 0.01619
[8 empty] | 3774 | 6 | 5.6649 | 37.74 | 5.182 | 0.23318
[8 empty] | 3775 | 5.6 | 5.2649 | 37.75 | 5.2035 | 0.0037628
[8 empty] | 3776 | 5.6 | 5.2649 | 37.76 | 5.2022 | 0.0039299
[8 empty] | 3777 | 5.6 | 5.2649 | 37.77 | 5.178 | 0.0075538
[8 empty] | 3778 | 5.6 | 5.2649 | 37.78 | 5.131 | 0.017928
[8 empty] | 3779 | 5.6 | 5.2649 | 37.79 | 5.0615 | 0.041382
[8 empty] | 3780 | 5.2 | 4.8649 | 37.8 | 4.9697 | 0.010987
[8 empty] | 3781 | 5.2 | 4.8649 | 37.81 | 4.8561 | 7.6618e-05
[8 empty] | 3782 | 5.2 | 4.8649 | 37.82 | 4.7212 | 0.02063
[8 empty] | 3783 | 4.8 | 4.4649 | 37.83 | 4.5657 | 0.010158
[8 empty] | 3784 | 4.4 | 4.0649 | 37.84 | 4.3901 | 0.10575
[8 empty] | 3785 | 4.4 | 4.0649 | 37.85 | 4.1952 | 0.016996
[8 empty] | 3786 | 4 | 3.6649 | 37.86 | 3.9821 | 0.1006
[8 empty] | 3787 | 4.4 | 4.0649 | 37.87 | 3.7514 | 0.098239
[8 empty] | 3788 | 3.6 | 3.2649 | 37.88 | 3.5044 | 0.05739
[8 empty] | 3789 | 3.6 | 3.2649 | 37.89 | 3.2421 | 0.00051755
[8 empty] | 3790 | 3.6 | 3.2649 | 37.9 | 2.9657 | 0.089524
[8 empty] | 3791 | 2.8 | 2.4649 | 37.91 | 2.6763 | 0.044696
[8 empty] | 3792 | 2.4 | 2.0649 | 37.92 | 2.3753 | 0.096342
[8 empty] | 3793 | 2.8 | 2.4649 | 37.93 | 2.0639 | 0.16076
[8 empty] | 3794 | 2 | 1.6649 | 37.94 | 1.7436 | 0.0062043
[8 empty] | 3795 | 2 | 1.6649 | 37.95 | 1.4158 | 0.062023
[8 empty] | 3796 | 1.2 | 0.86488 | 37.96 | 1.0819 | 0.047114
[8 empty] | 3797 | 1.2 | 0.86488 | 37.97 | 0.74343 | 0.014751
[8 empty] | 3798 | 0.8 | 0.46488 | 37.98 | 0.40179 | 0.0039802
[8 empty] | 3799 | 0.4 | 0.06488 | 37.99 | 0.058537 | 4.0235e-05
[8 empty] | 3800 | 0 | -0.33512 | 38 | -0.28483 | 0.0025294
[8 empty] | 3801 | -0.4 | -0.73512 | 38.01 | -0.62679 | 0.011735
[8 empty] | 3802 | -0.4 | -0.73512 | 38.02 | -0.96585 | 0.053237
[8 empty] | 3803 | -1.2 | -1.5351 | 38.03 | -1.3005 | 0.055039
[8 empty] | 3804 | -1.2 | -1.5351 | 38.04 | -1.6293 | 0.0088737
[8 empty] | 3805 | -2 | -2.3351 | 38.05 | -1.9508 | 0.14769
[8 empty] | 3806 | -2 | -2.3351 | 38.06 | -2.2636 | 0.0051159
[8 empty] | 3807 | -2.4 | -2.7351 | 38.07 | -2.5663 | 0.028506
[8 empty] | 3808 | -2.4 | -2.7351 | 38.08 | -2.8576 | 0.014991
[8 empty] | 3809 | -2.8 | -3.1351 | 38.09 | -3.1361 | 1.0379e-06
[8 empty] | 3810 | -3.2 | -3.5351 | 38.1 | -3.4008 | 0.01804
[8 empty] | 3811 | -3.6 | -3.9351 | 38.11 | -3.6504 | 0.081061
[8 empty] | 3812 | -3.6 | -3.9351 | 38.12 | -3.8838 | 0.0026288
[8 empty] | 3813 | -3.6 | -3.9351 | 38.13 | -4.1001 | 0.027221
[8 empty] | 3814 | -3.6 | -3.9351 | 38.14 | -4.2982 | 0.13186
[8 empty] | 3815 | -4 | -4.3351 | 38.15 | -4.4774 | 0.020241
[8 empty] | 3816 | -4 | -4.3351 | 38.16 | -4.6368 | 0.090993
[8 empty] | 3817 | -4.4 | -4.7351 | 38.17 | -4.7757 | 0.001646
[8 empty] | 3818 | -4.4 | -4.7351 | 38.18 | -4.8936 | 0.0251
[8 empty] | 3819 | -4.8 | -5.1351 | 38.19 | -4.9898 | 0.021106
[8 empty] | 3820 | -4.8 | -5.1351 | 38.2 | -5.0641 | 0.0050377
[8 empty] | 3821 | -4.8 | -5.1351 | 38.21 | -5.1161 | 0.00036008
[8 empty] | 3822 | -5.2 | -5.5351 | 38.22 | -5.1456 | 0.15171
[8 empty] | 3823 | -5.2 | -5.5351 | 38.23 | -5.1525 | 0.14643
[8 empty] | 3824 | -4.8 | -5.1351 | 38.24 | -5.1366 | 2.3106e-06
[8 empty] | 3825 | -5.2 | -5.5351 | 38.25 | -5.0982 | 0.19087
[8 empty] | 3826 | -5.2 | -5.5351 | 38.26 | -5.0374 | 0.2477
[8 empty] | 3827 | -4.4 | -4.7351 | 38.27 | -4.9545 | 0.048123
[8 empty] | 3828 | -4.4 | -4.7351 | 38.28 | -4.8498 | 0.013152
[8 empty] | 3829 | -4 | -4.3351 | 38.29 | -4.7238 | 0.1511
[8 empty] | 3830 | -4.8 | -5.1351 | 38.3 | -4.5771 | 0.31134
[8 empty] | 3831 | -3.6 | -3.9351 | 38.31 | -4.4104 | 0.22588
[8 empty] | 3832 | -4 | -4.3351 | 38.32 | -4.2243 | 0.012279
[8 empty] | 3833 | -3.6 | -3.9351 | 38.33 | -4.0197 | 0.0071596
[8 empty] | 3834 | -3.6 | -3.9351 | 38.34 | -3.7976 | 0.01892
[8 empty] | 3835 | -3.2 | -3.5351 | 38.35 | -3.5588 | 0.00056077
[8 empty] | 3836 | -2.8 | -3.1351 | 38.36 | -3.3045 | 0.028684
[8 empty] | 3837 | -2.4 | -2.7351 | 38.37 | -3.0357 | 0.090376
[8 empty] | 3838 | -2.4 | -2.7351 | 38.38 | -2.7538 | 0.0003479
[8 empty] | 3839 | -2.4 | -2.7351 | 38.39 | -2.4598 | 0.075795
[8 empty] | 3840 | -2 | -2.3351 | 38.4 | -2.1552 | 0.032386
[8 empty] | 3841 | -1.6 | -1.9351 | 38.41 | -1.8412 | 0.0088286
[8 empty] | 3842 | -0.8 | -1.1351 | 38.42 | -1.5192 | 0.14752
[8 empty] | 3843 | -1.2 | -1.5351 | 38.43 | -1.1907 | 0.11863
[8 empty] | 3844 | -0.4 | -0.73512 | 38.44 | -0.8571 | 0.014879
[8 empty] | 3845 | -0.4 | -0.73512 | 38.45 | -0.51988 | 0.04633
[8 empty] | 3846 | 0 | -0.33512 | 38.46 | -0.18051 | 0.023903
[8 empty] | 3847 | 0.4 | 0.06488 | 38.47 | 0.1595 | 0.0089525
[8 empty] | 3848 | 0.8 | 0.46488 | 38.48 | 0.49866 | 0.0011411
[8 empty] | 3849 | 1.2 | 0.86488 | 38.49 | 0.83548 | 0.00086408
[8 empty] | 3850 | 1.6 | 1.2649 | 38.5 | 1.1685 | 0.0092911
[8 empty] | 3851 | 1.6 | 1.2649 | 38.51 | 1.4962 | 0.053515
[8 empty] | 3852 | 2.4 | 2.0649 | 38.52 | 1.8172 | 0.061338
[8 empty] | 3853 | 2.8 | 2.4649 | 38.53 | 2.1301 | 0.11209
[8 empty] | 3854 | 2.8 | 2.4649 | 38.54 | 2.4335 | 0.00098748
[8 empty] | 3855 | 2.8 | 2.4649 | 38.55 | 2.726 | 0.06818
[8 empty] | 3856 | 3.2 | 2.8649 | 38.56 | 3.0064 | 0.020033
[8 empty] | 3857 | 3.6 | 3.2649 | 38.57 | 3.2735 | 7.4282e-05
[8 empty] | 3858 | 4 | 3.6649 | 38.58 | 3.5261 | 0.019268
[8 empty] | 3859 | 4 | 3.6649 | 38.59 | 3.763 | 0.0096325
[8 empty] | 3860 | 4.4 | 4.0649 | 38.6 | 3.9833 | 0.0066503
[8 empty] | 3861 | 4.4 | 4.0649 | 38.61 | 4.186 | 0.014676
[8 empty] | 3862 | 4.8 | 4.4649 | 38.62 | 4.3702 | 0.0089604
[8 empty] | 3863 | 4.8 | 4.4649 | 38.63 | 4.5351 | 0.0049336
[8 empty] | 3864 | 5.2 | 4.8649 | 38.64 | 4.68 | 0.034179
[8 empty] | 3865 | 5.2 | 4.8649 | 38.65 | 4.8042 | 0.0036766
[8 empty] | 3866 | 5.6 | 5.2649 | 38.66 | 4.9073 | 0.12786
[8 empty] | 3867 | 5.2 | 4.8649 | 38.67 | 4.9887 | 0.015341
[8 empty] | 3868 | 5.6 | 5.2649 | 38.68 | 5.0482 | 0.04695
[8 empty] | 3869 | 5.6 | 5.2649 | 38.69 | 5.0854 | 0.0322
[8 empty] | 3870 | 5.6 | 5.2649 | 38.7 | 5.1003 | 0.027089
[8 empty] | 3871 | 5.6 | 5.2649 | 38.71 | 5.0927 | 0.029642
[8 empty] | 3872 | 5.6 | 5.2649 | 38.72 | 5.0627 | 0.040861
[8 empty] | 3873 | 5.2 | 4.8649 | 38.73 | 5.0105 | 0.02121
[8 empty] | 3874 | 5.2 | 4.8649 | 38.74 | 4.9363 | 0.005098
[8 empty] | 3875 | 5.2 | 4.8649 | 38.75 | 4.8404 | 0.00060082
[8 empty] | 3876 | 4.8 | 4.4649 | 38.76 | 4.7232 | 0.066735
[8 empty] | 3877 | 5.2 | 4.8649 | 38.77 | 4.5853 | 0.078146
[8 empty] | 3878 | 5.2 | 4.8649 | 38.78 | 4.4274 | 0.19143
[8 empty] | 3879 | 4.4 | 4.0649 | 38.79 | 4.25 | 0.034258
[8 empty] | 3880 | 4.4 | 4.0649 | 38.8 | 4.054 | 0.00011901
[8 empty] | 3881 | 4.4 | 4.0649 | 38.81 | 3.8402 | 0.050468
[8 empty] | 3882 | 3.6 | 3.2649 | 38.82 | 3.6097 | 0.1189
[8 empty] | 3883 | 4 | 3.6649 | 38.83 | 3.3634 | 0.090901
[8 empty] | 3884 | 3.2 | 2.8649 | 38.84 | 3.1024 | 0.056409
[8 empty] | 3885 | 3.2 | 2.8649 | 38.85 | 2.8279 | 0.0013706
[8 empty] | 3886 | 2.8 | 2.4649 | 38.86 | 2.541 | 0.0057963
[8 empty] | 3887 | 2.8 | 2.4649 | 38.87 | 2.2431 | 0.049178
[8 empty] | 3888 | 2 | 1.6649 | 38.88 | 1.9355 | 0.073228
[8 empty] | 3889 | 2.4 | 2.0649 | 38.89 | 1.6195 | 0.19838
[8 empty] | 3890 | 1.6 | 1.2649 | 38.9 | 1.2965 | 0.00099854
[8 empty] | 3891 | 1.2 | 0.86488 | 38.91 | 0.96792 | 0.010617
[8 empty] | 3892 | 0.8 | 0.46488 | 38.92 | 0.63525 | 0.029025
[8 empty] | 3893 | 0.8 | 0.46488 | 38.93 | 0.29992 | 0.027211
[8 empty] | 3894 | 0 | -0.33512 | 38.94 | -0.036575 | 0.089129
[8 empty] | 3895 | 0 | -0.33512 | 38.95 | -0.37277 | 0.0014173
[8 empty] | 3896 | -0.4 | -0.73512 | 38.96 | -0.70718 | 0.00078091
[8 empty] | 3897 | -0.8 | -1.1351 | 38.97 | -1.0383 | 0.0093684
[8 empty] | 3898 | -1.2 | -1.5351 | 38.98 | -1.3648 | 0.029017
[8 empty] | 3899 | -1.2 | -1.5351 | 38.99 | -1.6851 | 0.022487
[8 empty] | 3900 | -2 | -2.3351 | 39 | -1.9978 | 0.11376
[8 empty] | 3901 | -2 | -2.3351 | 39.01 | -2.3017 | 0.0011191
[8 empty] | 3902 | -2 | -2.3351 | 39.02 | -2.5952 | 0.067666
[8 empty] | 3903 | -2.4 | -2.7351 | 39.03 | -2.8773 | 0.020212
[8 empty] | 3904 | -2.8 | -3.1351 | 39.04 | -3.1466 | 0.0001308
[8 empty] | 3905 | -3.2 | -3.5351 | 39.05 | -3.4019 | 0.017756
[8 empty] | 3906 | -2.8 | -3.1351 | 39.06 | -3.6421 | 0.25704
[8 empty] | 3907 | -3.6 | -3.9351 | 39.07 | -3.8662 | 0.0047449
[8 empty] | 3908 | -3.6 | -3.9351 | 39.08 | -4.0733 | 0.019083
[8 empty] | 3909 | -3.6 | -3.9351 | 39.09 | -4.2623 | 0.10704
[8 empty] | 3910 | -4.4 | -4.7351 | 39.1 | -4.4325 | 0.091591
[8 empty] | 3911 | -4 | -4.3351 | 39.11 | -4.5831 | 0.0615
[8 empty] | 3912 | -4.4 | -4.7351 | 39.12 | -4.7135 | 0.00046643
[8 empty] | 3913 | -4.4 | -4.7351 | 39.13 | -4.8231 | 0.0077492
[8 empty] | 3914 | -4.4 | -4.7351 | 39.14 | -4.9115 | 0.031117
[8 empty] | 3915 | -4.8 | -5.1351 | 39.15 | -4.9783 | 0.024608
[8 empty] | 3916 | -4.4 | -4.7351 | 39.16 | -5.0231 | 0.08291
[8 empty] | 3917 | -4.4 | -4.7351 | 39.17 | -5.0458 | 0.096499
[8 empty] | 3918 | -4.8 | -5.1351 | 39.18 | -5.0463 | 0.007895
[8 empty] | 3919 | -4.4 | -4.7351 | 39.19 | -5.0246 | 0.083785
[8 empty] | 3920 | -4.4 | -4.7351 | 39.2 | -4.9808 | 0.060359
[8 empty] | 3921 | -4.8 | -5.1351 | 39.21 | -4.9151 | 0.048391
[8 empty] | 3922 | -4.4 | -4.7351 | 39.22 | -4.8279 | 0.0086066
[8 empty] | 3923 | -4.4 | -4.7351 | 39.23 | -4.7195 | 0.00024553
[8 empty] | 3924 | -4 | -4.3351 | 39.24 | -4.5903 | 0.065118
[8 empty] | 3925 | -4 | -4.3351 | 39.25 | -4.441 | 0.011215
[8 empty] | 3926 | -3.6 | -3.9351 | 39.26 | -4.2723 | 0.11367
[8 empty] | 3927 | -4 | -4.3351 | 39.27 | -4.0848 | 0.062653
[8 empty] | 3928 | -3.2 | -3.5351 | 39.28 | -3.8795 | 0.11858
[8 empty] | 3929 | -3.6 | -3.9351 | 39.29 | -3.6572 | 0.077264
[8 empty] | 3930 | -2.8 | -3.1351 | 39.3 | -3.4189 | 0.080504
[8 empty] | 3931 | -3.2 | -3.5351 | 39.31 | -3.1656 | 0.13653
[8 empty] | 3932 | -2.4 | -2.7351 | 39.32 | -2.8986 | 0.026716
[8 empty] | 3933 | -2.4 | -2.7351 | 39.33 | -2.6189 | 0.013509
[8 empty] | 3934 | -2 | -2.3351 | 39.34 | -2.3278 | 5.3334e-05
[8 empty] | 3935 | -2 | -2.3351 | 39.35 | -2.0266 | 0.095166
[8 empty] | 3936 | -1.6 | -1.9351 | 39.36 | -1.7167 | 0.047724
[8 empty] | 3937 | -1.2 | -1.5351 | 39.37 | -1.3993 | 0.018454
[8 empty] | 3938 | -0.8 | -1.1351 | 39.38 | -1.0759 | 0.0035101
[8 empty] | 3939 | -0.4 | -0.73512 | 39.39 | -0.74788 | 0.00016283
[8 empty] | 3940 | 0 | -0.33512 | 39.4 | -0.41674 | 0.0066617
[8 empty] | 3941 | 0.4 | 0.06488 | 39.41 | -0.083908 | 0.022138
[8 empty] | 3942 | 0.8 | 0.46488 | 39.42 | 0.24915 | 0.04654
[8 empty] | 3943 | 0.8 | 0.46488 | 39.43 | 0.58097 | 0.013476
[8 empty] | 3944 | 1.2 | 0.86488 | 39.44 | 0.91009 | 0.0020436
[8 empty] | 3945 | 1.2 | 0.86488 | 39.45 | 1.2351 | 0.13703
[8 empty] | 3946 | 2 | 1.6649 | 39.46 | 1.5545 | 0.012191
[8 empty] | 3947 | 2 | 1.6649 | 39.47 | 1.8669 | 0.040811
[8 empty] | 3948 | 2.8 | 2.4649 | 39.48 | 2.171 | 0.086375
[8 empty] | 3949 | 2.8 | 2.4649 | 39.49 | 2.4654 | 2.6157e-07
[8 empty] | 3950 | 3.2 | 2.8649 | 39.5 | 2.7488 | 0.013467
[8 empty] | 3951 | 3.6 | 3.2649 | 39.51 | 3.0201 | 0.059937
[8 empty] | 3952 | 3.6 | 3.2649 | 39.52 | 3.2779 | 0.00016927
[8 empty] | 3953 | 4 | 3.6649 | 39.53 | 3.5212 | 0.020645
[8 empty] | 3954 | 4 | 3.6649 | 39.54 | 3.7489 | 0.007061
[8 empty] | 3955 | 4.4 | 4.0649 | 39.55 | 3.96 | 0.010991
[8 empty] | 3956 | 4.4 | 4.0649 | 39.56 | 4.1537 | 0.0078828
[8 empty] | 3957 | 4.8 | 4.4649 | 39.57 | 4.3289 | 0.01848
[8 empty] | 3958 | 4.4 | 4.0649 | 39.58 | 4.4851 | 0.17659
[8 empty] | 3959 | 5.2 | 4.8649 | 39.59 | 4.6215 | 0.059247
[8 empty] | 3960 | 5.6 | 5.2649 | 39.6 | 4.7375 | 0.27817
[8 empty] | 3961 | 5.6 | 5.2649 | 39.61 | 4.8326 | 0.18689
[8 empty] | 3962 | 5.2 | 4.8649 | 39.62 | 4.9064 | 0.0017223
[8 empty] | 3963 | 5.2 | 4.8649 | 39.63 | 4.9586 | 0.0087805
[8 empty] | 3964 | 5.2 | 4.8649 | 39.64 | 4.989 | 0.015396
[8 empty] | 3965 | 5.2 | 4.8649 | 39.65 | 4.9974 | 0.017557
[8 empty] | 3966 | 5.6 | 5.2649 | 39.66 | 4.9838 | 0.078992
[8 empty] | 3967 | 5.2 | 4.8649 | 39.67 | 4.9484 | 0.0069683
[8 empty] | 3968 | 5.2 | 4.8649 | 39.68 | 4.8911 | 0.0006897
[8 empty] | 3969 | 5.2 | 4.8649 | 39.69 | 4.8124 | 0.0027496
[8 empty] | 3970 | 5.2 | 4.8649 | 39.7 | 4.7126 | 0.023185
[8 empty] | 3971 | 4.4 | 4.0649 | 39.71 | 4.5921 | 0.27797
[8 empty] | 3972 | 4.8 | 4.4649 | 39.72 | 4.4515 | 0.00018032
[8 empty] | 3973 | 4.4 | 4.0649 | 39.73 | 4.2913 | 0.051259
[8 empty] | 3974 | 4.4 | 4.0649 | 39.74 | 4.1123 | 0.0022499
[8 empty] | 3975 | 4 | 3.6649 | 39.75 | 3.9153 | 0.062728
[8 empty] | 3976 | 4.4 | 4.0649 | 39.76 | 3.7012 | 0.13224
[8 empty] | 3977 | 4 | 3.6649 | 39.77 | 3.4709 | 0.037617
[8 empty] | 3978 | 3.6 | 3.2649 | 39.78 | 3.2255 | 0.0015532
[8 empty] | 3979 | 2.8 | 2.4649 | 39.79 | 2.9659 | 0.25105
[8 empty] | 3980 | 3.2 | 2.8649 | 39.8 | 2.6935 | 0.029384
[8 empty] | 3981 | 2.8 | 2.4649 | 39.81 | 2.4093 | 0.0030932
[8 empty] | 3982 | 2.4 | 2.0649 | 39.82 | 2.1146 | 0.0024714
[8 empty] | 3983 | 2.4 | 2.0649 | 39.83 | 1.8108 | 0.064581
[8 empty] | 3984 | 1.6 | 1.2649 | 39.84 | 1.4991 | 0.054848
[8 empty] | 3985 | 1.2 | 0.86488 | 39.85 | 1.1809 | 0.099897
[8 empty] | 3986 | 1.2 | 0.86488 | 39.86 | 0.85776 | 5.0753e-05
[8 empty] | 3987 | 0.8 | 0.46488 | 39.87 | 0.53093 | 0.0043632
[8 empty] | 3988 | 0.4 | 0.06488 | 39.88 | 0.20192 | 0.01878
[8 empty] | 3989 | 0.4 | 0.06488 | 39.89 | -0.12784 | 0.037142
[8 empty] | 3990 | -0.4 | -0.73512 | 39.9 | -0.4569 | 0.077406
[8 empty] | 3991 | -0.4 | -0.73512 | 39.91 | -0.78381 | 0.0023704
[8 empty] | 3992 | -0.8 | -1.1351 | 39.92 | -1.1071 | 0.00078368
[8 empty] | 3993 | -1.2 | -1.5351 | 39.93 | -1.4254 | 0.01203
[8 empty] | 3994 | -2 | -2.3351 | 39.94 | -1.7373 | 0.35734
[8 empty] | 3995 | -2 | -2.3351 | 39.95 | -2.0415 | 0.086229
[8 empty] | 3996 | -2 | -2.3351 | 39.96 | -2.3365 | 1.8859e-06
[8 empty] | 3997 | -2 | -2.3351 | 39.97 | -2.6211 | 0.081792
[8 empty] | 3998 | -2.4 | -2.7351 | 39.98 | -2.8941 | 0.025269
[8 empty] | 3999 | -2.8 | -3.1351 | 39.99 | -3.1542 | 0.00036436
[8 empty] | 4000 | -2.8 | -3.1351 | 40 | -3.4004 | 0.070347
[8 empty] | 4001 | -2.8 | -3.1351 | 40.01 | -3.6314 | 0.24633
[8 empty] | 4002 | -3.6 | -3.9351 | 40.02 | -3.8464 | 0.007863
[8 empty] | 4003 | -3.6 | -3.9351 | 40.03 | -4.0445 | 0.011954
[8 empty] | 4004 | -3.6 | -3.9351 | 40.04 | -4.2246 | 0.083791
[8 empty] | 4005 | -4 | -4.3351 | 40.05 | -4.3861 | 0.0025953
[8 empty] | 4006 | -4 | -4.3351 | 40.06 | -4.5282 | 0.037274
[8 empty] | 4007 | -4 | -4.3351 | 40.07 | -4.6503 | 0.099358
[8 empty] | 4008 | -4.4 | -4.7351 | 40.08 | -4.752 | 0.00028404
[8 empty] | 4009 | -4.4 | -4.7351 | 40.09 | -4.8327 | 0.009517
[8 empty] | 4010 | -4.8 | -5.1351 | 40.1 | -4.8921 | 0.059064
[8 empty] | 4011 | -4.4 | -4.7351 | 40.11 | -4.93 | 0.037964
[8 empty] | 4012 | -4.8 | -5.1351 | 40.12 | -4.9461 | 0.035712
[8 empty] | 4013 | -4.8 | -5.1351 | 40.13 | -4.9406 | 0.037852
[8 empty] | 4014 | -4.4 | -4.7351 | 40.14 | -4.9133 | 0.031734
[8 empty] | 4015 | -5.2 | -5.5351 | 40.15 | -4.8644 | 0.44992
[8 empty] | 4016 | -4 | -4.3351 | 40.16 | -4.7941 | 0.21065
[8 empty] | 4017 | -4.4 | -4.7351 | 40.17 | -4.7028 | 0.0010466
[8 empty] | 4018 | -4.4 | -4.7351 | 40.18 | -4.5908 | 0.020827
[8 empty] | 4019 | -4 | -4.3351 | 40.19 | -4.4587 | 0.015272
[8 empty] | 4020 | -4 | -4.3351 | 40.2 | -4.307 | 0.00078814
[8 empty] | 4021 | -4 | -4.3351 | 40.21 | -4.1365 | 0.039444
[8 empty] | 4022 | -3.6 | -3.9351 | 40.22 | -3.9479 | 0.00016251
[8 empty] | 4023 | -3.2 | -3.5351 | 40.23 | -3.7419 | 0.042775
[8 empty] | 4024 | -3.6 | -3.9351 | 40.24 | -3.5196 | 0.17262
[8 empty] | 4025 | -2.8 | -3.1351 | 40.25 | -3.282 | 0.021564
[8 empty] | 4026 | -2.4 | -2.7351 | 40.26 | -3.03 | 0.086931
[8 empty] | 4027 | -2.4 | -2.7351 | 40.27 | -2.7647 | 0.00087714
[8 empty] | 4028 | -2.4 | -2.7351 | 40.28 | -2.4875 | 0.061331
[8 empty] | 4029 | -2 | -2.3351 | 40.29 | -2.1994 | 0.018425
[8 empty] | 4030 | -1.6 | -1.9351 | 40.3 | -1.9017 | 0.0011138
[8 empty] | 4031 | -1.2 | -1.5351 | 40.31 | -1.5959 | 0.0036913
[8 empty] | 4032 | -0.8 | -1.1351 | 40.32 | -1.2831 | 0.021904
[8 empty] | 4033 | -0.4 | -0.73512 | 40.33 | -0.96486 | 0.052778
[8 empty] | 4034 | 0 | -0.33512 | 40.34 | -0.64248 | 0.094473
[8 empty] | 4035 | -0.4 | -0.73512 | 40.35 | -0.31743 | 0.17447
[8 empty] | 4036 | 0.4 | 0.06488 | 40.36 | 0.0088846 | 0.0031355
[8 empty] | 4037 | 0.8 | 0.46488 | 40.37 | 0.33502 | 0.016864
[8 empty] | 4038 | 1.2 | 0.86488 | 40.38 | 0.65954 | 0.042166
[8 empty] | 4039 | 1.2 | 0.86488 | 40.39 | 0.98102 | 0.013488
[8 empty] | 4040 | 1.2 | 0.86488 | 40.4 | 1.298 | 0.18763
[8 empty] | 4041 | 2 | 1.6649 | 40.41 | 1.6092 | 0.0030976
[8 empty] | 4042 | 2.4 | 2.0649 | 40.42 | 1.9132 | 0.023009
[8 empty] | 4043 | 2.8 | 2.4649 | 40.43 | 2.2086 | 0.065669
[8 empty] | 4044 | 2.8 | 2.4649 | 40.44 | 2.4942 | 0.00086002
[8 empty] | 4045 | 3.6 | 3.2649 | 40.45 | 2.7687 | 0.24619
[8 empty] | 4046 | 3.2 | 2.8649 | 40.46 | 3.0309 | 0.027563
[8 empty] | 4047 | 3.6 | 3.2649 | 40.47 | 3.2797 | 0.00021843
[8 empty] | 4048 | 4 | 3.6649 | 40.48 | 3.5139 | 0.022799
[8 empty] | 4049 | 4.4 | 4.0649 | 40.49 | 3.7326 | 0.11043
[8 empty] | 4050 | 4.4 | 4.0649 | 40.5 | 3.9347 | 0.016939
[8 empty] | 4051 | 4.4 | 4.0649 | 40.51 | 4.1195 | 0.0029839
[8 empty] | 4052 | 4.4 | 4.0649 | 40.52 | 4.2861 | 0.048932
[8 empty] | 4053 | 4.8 | 4.4649 | 40.53 | 4.4337 | 0.00096943
[8 empty] | 4054 | 5.2 | 4.8649 | 40.54 | 4.5618 | 0.091832
[8 empty] | 4055 | 5.2 | 4.8649 | 40.55 | 4.6698 | 0.038047
[8 empty] | 4056 | 5.2 | 4.8649 | 40.56 | 4.7572 | 0.01159
[8 empty] | 4057 | 5.2 | 4.8649 | 40.57 | 4.8237 | 0.0016989
[8 empty] | 4058 | 5.2 | 4.8649 | 40.58 | 4.8689 | 1.5854e-05
[8 empty] | 4059 | 5.6 | 5.2649 | 40.59 | 4.8926 | 0.13857
[8 empty] | 4060 | 5.6 | 5.2649 | 40.6 | 4.8949 | 0.13691
[8 empty] | 4061 | 4.8 | 4.4649 | 40.61 | 4.8756 | 0.16868
[8 empty] | 4062 | 5.2 | 4.8649 | 40.62 | 4.8349 | 0.00090065
[8 empty] | 4063 | 5.2 | 4.8649 | 40.63 | 4.7729 | 0.008459
[8 empty] | 4064 | 5.2 | 4.8649 | 40.64 | 4.69 | 0.030589
[8 empty] | 4065 | 4.8 | 4.4649 | 40.65 | 4.5865 | 0.014784
[8 empty] | 4066 | 4.8 | 4.4649 | 40.66 | 4.4628 | 4.2061e-06
[8 empty] | 4067 | 4.4 | 4.0649 | 40.67 | 4.3196 | 0.064891
[8 empty] | 4068 | 4.4 | 4.0649 | 40.68 | 4.1575 | 0.0085732
[8 empty] | 4069 | 4.4 | 4.0649 | 40.69 | 3.9771 | 0.0077032
[8 empty] | 4070 | 4 | 3.6649 | 40.7 | 3.7793 | 0.013101
[8 empty] | 4071 | 3.6 | 3.2649 | 40.71 | 3.565 | 0.090093
[8 empty] | 4072 | 3.6 | 3.2649 | 40.72 | 3.3351 | 0.0049368
[8 empty] | 4073 | 3.6 | 3.2649 | 40.73 | 3.0907 | 0.030345
[8 empty] | 4074 | 3.2 | 2.8649 | 40.74 | 2.8327 | 0.0010331
[8 empty] | 4075 | 2.8 | 2.4649 | 40.75 | 2.5624 | 0.009519
[8 empty] | 4076 | 2.8 | 2.4649 | 40.76 | 2.281 | 0.033811
[8 empty] | 4077 | 2.4 | 2.0649 | 40.77 | 1.9896 | 0.00566
[8 empty] | 4078 | 2 | 1.6649 | 40.78 | 1.6897 | 0.00061449
[8 empty] | 4079 | 2 | 1.6649 | 40.79 | 1.3824 | 0.079801
[8 empty] | 4080 | 1.2 | 0.86488 | 40.8 | 1.0692 | 0.041732
[8 empty] | 4081 | 1.2 | 0.86488 | 40.81 | 0.75137 | 0.012885
[8 empty] | 4082 | 0.8 | 0.46488 | 40.82 | 0.43041 | 0.0011882
[8 empty] | 4083 | 0.4 | 0.06488 | 40.83 | 0.10769 | 0.0018331
[8 empty] | 4084 | 0.4 | 0.06488 | 40.84 | -0.21535 | 0.078532
[8 empty] | 4085 | -0.4 | -0.73512 | 40.85 | -0.53732 | 0.039126
[8 empty] | 4086 | -0.4 | -0.73512 | 40.86 | -0.85678 | 0.014801
[8 empty] | 4087 | -0.8 | -1.1351 | 40.87 | -1.1723 | 0.001385
[8 empty] | 4088 | -1.2 | -1.5351 | 40.88 | -1.4826 | 0.0027583
[8 empty] | 4089 | -1.2 | -1.5351 | 40.89 | -1.7862 | 0.063047
[8 empty] | 4090 | -2 | -2.3351 | 40.9 | -2.0818 | 0.064152
[8 empty] | 4091 | -2 | -2.3351 | 40.91 | -2.3682 | 0.0010929
[8 empty] | 4092 | -2.4 | -2.7351 | 40.92 | -2.644 | 0.0083057
[8 empty] | 4093 | -2.4 | -2.7351 | 40.93 | -2.908 | 0.029902
[8 empty] | 4094 | -2.8 | -3.1351 | 40.94 | -3.1592 | 0.00057981
[8 empty] | 4095 | -2.8 | -3.1351 | 40.95 | -3.3964 | 0.068243
[8 empty] | 4096 | -3.2 | -3.5351 | 40.96 | -3.6185 | 0.0069475
[8 empty] | 4097 | -3.6 | -3.9351 | 40.97 | -3.8246 | 0.012219
[8 empty] | 4098 | -3.6 | -3.9351 | 40.98 | -4.0138 | 0.0061875
[8 empty] | 4099 | -3.6 | -3.9351 | 40.99 | -4.1852 | 0.062564
[8 empty] | 4100 | -4 | -4.3351 | 41 | -4.3382 | 9.7197e-06
[8 empty] | 4101 | -3.6 | -3.9351 | 41.01 | -4.4721 | 0.28833
[8 empty] | 4102 | -4 | -4.3351 | 41.02 | -4.5862 | 0.063043
[8 empty] | 4103 | -4 | -4.3351 | 41.03 | -4.6801 | 0.11902
[8 empty] | 4104 | -4.4 | -4.7351 | 41.04 | -4.7534 | 0.00033371
[8 empty] | 4105 | -4.4 | -4.7351 | 41.05 | -4.8057 | 0.0049863
[8 empty] | 4106 | -4.4 | -4.7351 | 41.06 | -4.8369 | 0.010364
[8 empty] | 4107 | -4.8 | -5.1351 | 41.07 | -4.8468 | 0.083112
[8 empty] | 4108 | -4.4 | -4.7351 | 41.08 | -4.8354 | 0.010059
[8 empty] | 4109 | -4.8 | -5.1351 | 41.09 | -4.8027 | 0.11048
[8 empty] | 4110 | -4.8 | -5.1351 | 41.1 | -4.749 | 0.14912
[8 empty] | 4111 | -4 | -4.3351 | 41.11 | -4.6743 | 0.11506
[8 empty] | 4112 | -4 | -4.3351 | 41.12 | -4.5792 | 0.059554
[8 empty] | 4113 | -4 | -4.3351 | 41.13 | -4.4639 | 0.016583
[8 empty] | 4114 | -3.6 | -3.9351 | 41.14 | -4.3291 | 0.15518
[8 empty] | 4115 | -4 | -4.3351 | 41.15 | -4.1752 | 0.025564
[8 empty] | 4116 | -3.6 | -3.9351 | 41.16 | -4.0031 | 0.0046233
[8 empty] | 4117 | -3.2 | -3.5351 | 41.17 | -3.8135 | 0.077478
[8 empty] | 4118 | -3.6 | -3.9351 | 41.18 | -3.6071 | 0.10758
[8 empty] | 4119 | -3.2 | -3.5351 | 41.19 | -3.385 | 0.022529
[8 empty] | 4120 | -2.8 | -3.1351 | 41.2 | -3.1481 | 0.00016914
[8 empty] | 4121 | -2 | -2.3351 | 41.21 | -2.8975 | 0.31625
[8 empty] | 4122 | -2.4 | -2.7351 | 41.22 | -2.6342 | 0.010183
[8 empty] | 4123 | -2 | -2.3351 | 41.23 | -2.3595 | 0.0005925
[8 empty] | 4124 | -1.6 | -1.9351 | 41.24 | -2.0745 | 0.019415
[8 empty] | 4125 | -1.6 | -1.9351 | 41.25 | -1.7805 | 0.023922
[8 empty] | 4126 | -0.8 | -1.1351 | 41.26 | -1.4787 | 0.11808
[8 empty] | 4127 | -0.8 | -1.1351 | 41.27 | -1.1707 | 0.0012635
[8 empty] | 4128 | -0.4 | -0.73512 | 41.28 | -0.85757 | 0.014994
[8 empty] | 4129 | -0.4 | -0.73512 | 41.29 | -0.54084 | 0.037746
[8 empty] | 4130 | 0.4 | 0.06488 | 41.3 | -0.22186 | 0.082222
[8 empty] | 4131 | 0.4 | 0.06488 | 41.31 | 0.097948 | 0.0010935
[8 empty] | 4132 | 0.4 | 0.06488 | 41.32 | 0.41719 | 0.12412
[8 empty] | 4133 | 1.2 | 0.86488 | 41.33 | 0.73446 | 0.017009
[8 empty] | 4134 | 1.2 | 0.86488 | 41.34 | 1.0484 | 0.033668
[8 empty] | 4135 | 1.6 | 1.2649 | 41.35 | 1.3575 | 0.0085835
[8 empty] | 4136 | 2 | 1.6649 | 41.36 | 1.6606 | 1.8463e-05
[8 empty] | 4137 | 2.4 | 2.0649 | 41.37 | 1.9562 | 0.01181
[8 empty] | 4138 | 2.4 | 2.0649 | 41.38 | 2.2431 | 0.031762
[8 empty] | 4139 | 2.8 | 2.4649 | 41.39 | 2.52 | 0.0030386
[8 empty] | 4140 | 3.2 | 2.8649 | 41.4 | 2.7857 | 0.0062683
[8 empty] | 4141 | 2.8 | 2.4649 | 41.41 | 3.039 | 0.32967
[8 empty] | 4142 | 3.6 | 3.2649 | 41.42 | 3.2789 | 0.00019685
[8 empty] | 4143 | 4 | 3.6649 | 41.43 | 3.5043 | 0.025801
[8 empty] | 4144 | 4 | 3.6649 | 41.44 | 3.7141 | 0.0024213
[8 empty] | 4145 | 4.4 | 4.0649 | 41.45 | 3.9075 | 0.024769
[8 empty] | 4146 | 4.4 | 4.0649 | 41.46 | 4.0836 | 0.00035197
[8 empty] | 4147 | 4.4 | 4.0649 | 41.47 | 4.2418 | 0.031283
[8 empty] | 4148 | 4.4 | 4.0649 | 41.48 | 4.3811 | 0.10002
[8 empty] | 4149 | 4.8 | 4.4649 | 41.49 | 4.5012 | 0.001319
[8 empty] | 4150 | 4.8 | 4.4649 | 41.5 | 4.6014 | 0.018641
[8 empty] | 4151 | 4.8 | 4.4649 | 41.51 | 4.6813 | 0.046859
[8 empty] | 4152 | 4.8 | 4.4649 | 41.52 | 4.7407 | 0.076057
[8 empty] | 4153 | 5.2 | 4.8649 | 41.53 | 4.7791 | 0.0073573
[8 empty] | 4154 | 5.6 | 5.2649 | 41.54 | 4.7965 | 0.21937
[8 empty] | 4155 | 5.2 | 4.8649 | 41.55 | 4.7928 | 0.0051926
[8 empty] | 4156 | 5.2 | 4.8649 | 41.56 | 4.7681 | 0.0093756
[8 empty] | 4157 | 4.8 | 4.4649 | 41.57 | 4.7223 | 0.066279
[8 empty] | 4158 | 5.2 | 4.8649 | 41.58 | 4.6559 | 0.043692
[8 empty] | 4159 | 4.8 | 4.4649 | 41.59 | 4.5689 | 0.010827
[8 empty] | 4160 | 4.8 | 4.4649 | 41.6 | 4.462 | 8.5269e-06
[8 empty] | 4161 | 4.4 | 4.0649 | 41.61 | 4.3354 | 0.073186
[8 empty] | 4162 | 4.4 | 4.0649 | 41.62 | 4.1898 | 0.015617
[8 empty] | 4163 | 4.4 | 4.0649 | 41.63 | 4.0259 | 0.0015175
[8 empty] | 4164 | 4.4 | 4.0649 | 41.64 | 3.8444 | 0.048626
[8 empty] | 4165 | 4 | 3.6649 | 41.65 | 3.646 | 0.00035718
[8 empty] | 4166 | 3.6 | 3.2649 | 41.66 | 3.4316 | 0.027811
[8 empty] | 4167 | 3.2 | 2.8649 | 41.67 | 3.2023 | 0.11386
[8 empty] | 4168 | 3.6 | 3.2649 | 41.68 | 2.959 | 0.093564
[8 empty] | 4169 | 2.8 | 2.4649 | 41.69 | 2.7028 | 0.056593
[8 empty] | 4170 | 2.8 | 2.4649 | 41.7 | 2.4348 | 0.00090642
[8 empty] | 4171 | 2.8 | 2.4649 | 41.71 | 2.1562 | 0.095295
[8 empty] | 4172 | 2.4 | 2.0649 | 41.72 | 1.8682 | 0.038672
[8 empty] | 4173 | 2 | 1.6649 | 41.73 | 1.5722 | 0.0085928
[8 empty] | 4174 | 1.6 | 1.2649 | 41.74 | 1.2694 | 1.9992e-05
[8 empty] | 4175 | 1.2 | 0.86488 | 41.75 | 0.96107 | 0.0092521
[8 empty] | 4176 | 0.8 | 0.46488 | 41.76 | 0.64869 | 0.033787
[8 empty] | 4177 | 0.4 | 0.06488 | 41.77 | 0.3336 | 0.072208
[8 empty] | 4178 | 0.4 | 0.06488 | 41.78 | 0.01717 | 0.0022763
[8 empty] | 4179 | -0.4 | -0.73512 | 41.79 | -0.2992 | 0.19003
[8 empty] | 4180 | -0.4 | -0.73512 | 41.8 | -0.61411 | 0.014644
[8 empty] | 4181 | -0.4 | -0.73512 | 41.81 | -0.92619 | 0.036506
[8 empty] | 4182 | -0.8 | -1.1351 | 41.82 | -1.2341 | 0.0097882
[8 empty] | 4183 | -0.8 | -1.1351 | 41.83 | -1.5364 | 0.161
[8 empty] | 4184 | -1.6 | -1.9351 | 41.84 | -1.8318 | 0.010677
[8 empty] | 4185 | -2 | -2.3351 | 41.85 | -2.119 | 0.046695
[8 empty] | 4186 | -2.4 | -2.7351 | 41.86 | -2.3968 | 0.11444
[8 empty] | 4187 | -2.4 | -2.7351 | 41.87 | -2.664 | 0.005063
[8 empty] | 4188 | -2.4 | -2.7351 | 41.88 | -2.9193 | 0.033912
[8 empty] | 4189 | -2.8 | -3.1351 | 41.89 | -3.1616 | 0.0007029
[8 empty] | 4190 | -3.2 | -3.5351 | 41.9 | -3.39 | 0.021064
[8 empty] | 4191 | -3.6 | -3.9351 | 41.91 | -3.6033 | 0.11009
[8 empty] | 4192 | -3.6 | -3.9351 | 41.92 | -3.8007 | 0.018059
[8 empty] | 4193 | -3.6 | -3.9351 | 41.93 | -3.9813 | 0.0021367
[8 empty] | 4194 | -4 | -4.3351 | 41.94 | -4.1444 | 0.036387
[8 empty] | 4195 | -3.6 | -3.9351 | 41.95 | -4.2891 | 0.1253
[8 empty] | 4196 | -4.4 | -4.7351 | 41.96 | -4.4149 | 0.10254
[8 empty] | 4197 | -4 | -4.3351 | 41.97 | -4.5212 | 0.034635
[8 empty] | 4198 | -4 | -4.3351 | 41.98 | -4.6076 | 0.074262
[8 empty] | 4199 | -4 | -4.3351 | 41.99 | -4.6737 | 0.11466
[8 empty] | 4200 | -4.4 | -4.7351 | 42 | -4.7193 | 0.00025167
[8 empty] | 4201 | -4.8 | -5.1351 | 42.01 | -4.744 | 0.15297
[8 empty] | 4202 | -4 | -4.3351 | 42.02 | -4.7479 | 0.17037
[8 empty] | 4203 | -4.8 | -5.1351 | 42.03 | -4.7309 | 0.16341
[8 empty] | 4204 | -4.4 | -4.7351 | 42.04 | -4.6931 | 0.001768
[8 empty] | 4205 | -4 | -4.3351 | 42.05 | -4.6346 | 0.089717
[8 empty] | 4206 | -4 | -4.3351 | 42.06 | -4.5559 | 0.048729
[8 empty] | 4207 | -4 | -4.3351 | 42.07 | -4.4571 | 0.014875
[8 empty] | 4208 | -4 | -4.3351 | 42.08 | -4.3387 | 1.3139e-05
[8 empty] | 4209 | -3.6 | -3.9351 | 42.09 | -4.2014 | 0.070892
[8 empty] | 4210 | -3.6 | -3.9351 | 42.1 | -4.0456 | 0.012203
[8 empty] | 4211 | -4 | -4.3351 | 42.11 | -3.8721 | 0.21441
[8 empty] | 4212 | -3.2 | -3.5351 | 42.12 | -3.6816 | 0.021461
[8 empty] | 4213 | -3.6 | -3.9351 | 42.13 | -3.475 | 0.21167
[8 empty] | 4214 | -2.8 | -3.1351 | 42.14 | -3.2533 | 0.013961
[8 empty] | 4215 | -2.4 | -2.7351 | 42.15 | -3.0173 | 0.079627
[8 empty] | 4216 | -2 | -2.3351 | 42.16 | -2.7682 | 0.18752
[8 empty] | 4217 | -2 | -2.3351 | 42.17 | -2.5069 | 0.029525
[8 empty] | 4218 | -2 | -2.3351 | 42.18 | -2.2348 | 0.010058
[8 empty] | 4219 | -1.6 | -1.9351 | 42.19 | -1.953 | 0.00031956
[8 empty] | 4220 | -1.6 | -1.9351 | 42.2 | -1.6627 | 0.074214
[8 empty] | 4221 | -0.8 | -1.1351 | 42.21 | -1.3652 | 0.052942
[8 empty] | 4222 | -0.4 | -0.73512 | 42.22 | -1.0618 | 0.10675
[8 empty] | 4223 | -0.4 | -0.73512 | 42.23 | -0.75395 | 0.00035451
[8 empty] | 4224 | -0.4 | -0.73512 | 42.24 | -0.44287 | 0.085413
[8 empty] | 4225 | 0.4 | 0.06488 | 42.25 | -0.12997 | 0.037966
[8 empty] | 4226 | 0.8 | 0.46488 | 42.26 | 0.18337 | 0.07925
[8 empty] | 4227 | 0.8 | 0.46488 | 42.27 | 0.49576 | 0.00095345
[8 empty] | 4228 | 1.2 | 0.86488 | 42.28 | 0.80584 | 0.0034863
[8 empty] | 4229 | 1.2 | 0.86488 | 42.29 | 1.1122 | 0.061185
[8 empty] | 4230 | 2 | 1.6649 | 42.3 | 1.4136 | 0.063135
[8 empty] | 4231 | 2 | 1.6649 | 42.31 | 1.7086 | 0.0019152
[8 empty] | 4232 | 2 | 1.6649 | 42.32 | 1.996 | 0.10966
[8 empty] | 4233 | 2.8 | 2.4649 | 42.33 | 2.2745 | 0.036237
[8 empty] | 4234 | 2.8 | 2.4649 | 42.34 | 2.5429 | 0.0060849
[8 empty] | 4235 | 3.2 | 2.8649 | 42.35 | 2.8 | 0.0042156
[8 empty] | 4236 | 3.2 | 2.8649 | 42.36 | 3.0446 | 0.032298
[8 empty] | 4237 | 3.6 | 3.2649 | 42.37 | 3.2757 | 0.00011803
[8 empty] | 4238 | 3.6 | 3.2649 | 42.38 | 3.4924 | 0.05176
[8 empty] | 4239 | 4 | 3.6649 | 42.39 | 3.6936 | 0.00082366
[8 empty] | 4240 | 4 | 3.6649 | 42.4 | 3.8784 | 0.045609
[8 empty] | 4241 | 4.4 | 4.0649 | 42.41 | 4.0462 | 0.00035014
[8 empty] | 4242 | 4.4 | 4.0649 | 42.42 | 4.196 | 0.0172
[8 empty] | 4243 | 4.4 | 4.0649 | 42.43 | 4.3274 | 0.068902
[8 empty] | 4244 | 4.4 | 4.0649 | 42.44 | 4.4396 | 0.14044
[8 empty] | 4245 | 5.2 | 4.8649 | 42.45 | 4.5323 | 0.1106
[8 empty] | 4246 | 4.8 | 4.4649 | 42.46 | 4.605 | 0.019641
[8 empty] | 4247 | 5.2 | 4.8649 | 42.47 | 4.6575 | 0.043024
[8 empty] | 4248 | 4.8 | 4.4649 | 42.48 | 4.6894 | 0.050402
[8 empty] | 4249 | 5.2 | 4.8649 | 42.49 | 4.7007 | 0.026964
[8 empty] | 4250 | 5.2 | 4.8649 | 42.5 | 4.6913 | 0.030135
[8 empty] | 4251 | 4.8 | 4.4649 | 42.51 | 4.6613 | 0.03857
[8 empty] | 4252 | 5.2 | 4.8649 | 42.52 | 4.6108 | 0.06457
[8 empty] | 4253 | 4.8 | 4.4649 | 42.53 | 4.54 | 0.0056462
[8 empty] | 4254 | 4.8 | 4.4649 | 42.54 | 4.4493 | 0.00024172
[8 empty] | 4255 | 4.8 | 4.4649 | 42.55 | 4.3391 | 0.015816
[8 empty] | 4256 | 4.4 | 4.0649 | 42.56 | 4.2099 | 0.021021
[8 empty] | 4257 | 4.4 | 4.0649 | 42.57 | 4.0622 | 7.4069e-06
[8 empty] | 4258 | 4 | 3.6649 | 42.58 | 3.8967 | 0.053717
[8 empty] | 4259 | 4.4 | 4.0649 | 42.59 | 3.7141 | 0.12306
[8 empty] | 4260 | 4 | 3.6649 | 42.6 | 3.5152 | 0.022389
[8 empty] | 4261 | 3.6 | 3.2649 | 42.61 | 3.301 | 0.0013082
[8 empty] | 4262 | 3.6 | 3.2649 | 42.62 | 3.0724 | 0.037039
[8 empty] | 4263 | 2.8 | 2.4649 | 42.63 | 2.8304 | 0.13359
[8 empty] | 4264 | 2.8 | 2.4649 | 42.64 | 2.576 | 0.012349
[8 empty] | 4265 | 2.8 | 2.4649 | 42.65 | 2.3104 | 0.023862
[8 empty] | 4266 | 2.8 | 2.4649 | 42.66 | 2.0348 | 0.185
[8 empty] | 4267 | 2 | 1.6649 | 42.67 | 1.7503 | 0.0072942
[8 empty] | 4268 | 2 | 1.6649 | 42.68 | 1.4582 | 0.042701
[8 empty] | 4269 | 1.2 | 0.86488 | 42.69 | 1.1599 | 0.087037
[8 empty] | 4270 | 1.2 | 0.86488 | 42.7 | 0.85659 | 6.8691e-05
[8 empty] | 4271 | 0.8 | 0.46488 | 42.71 | 0.54965 | 0.0071855
[8 empty] | 4272 | 0.8 | 0.46488 | 42.72 | 0.24042 | 0.050383
[8 empty] | 4273 | 0.4 | 0.06488 | 42.73 | -0.069736 | 0.018121
[8 empty] | 4274 | 0.4 | 0.06488 | 42.74 | -0.37945 | 0.19743
[8 empty] | 4275 | -0.4 | -0.73512 | 42.75 | -0.68736 | 0.002281
[8 empty] | 4276 | -0.8 | -1.1351 | 42.76 | -0.99212 | 0.02045
[8 empty] | 4277 | -0.4 | -0.73512 | 42.77 | -1.2924 | 0.31054
[8 empty] | 4278 | -1.2 | -1.5351 | 42.78 | -1.5868 | 0.0026736
[8 empty] | 4279 | -1.6 | -1.9351 | 42.79 | -1.8742 | 0.0037149
[8 empty] | 4280 | -2 | -2.3351 | 42.8 | -2.1531 | 0.033114
[8 empty] | 4281 | -2 | -2.3351 | 42.81 | -2.4225 | 0.0076417
[8 empty] | 4282 | -2.4 | -2.7351 | 42.82 | -2.6812 | 0.0029121
[8 empty] | 4283 | -2.4 | -2.7351 | 42.83 | -2.9279 | 0.037154
[8 empty] | 4284 | -2.4 | -2.7351 | 42.84 | -3.1616 | 0.18189
[8 empty] | 4285 | -3.2 | -3.5351 | 42.85 | -3.3813 | 0.023649
[8 empty] | 4286 | -3.2 | -3.5351 | 42.86 | -3.5861 | 0.0025995
[8 empty] | 4287 | -3.6 | -3.9351 | 42.87 | -3.775 | 0.025634
[8 empty] | 4288 | -3.6 | -3.9351 | 42.88 | -3.9472 | 0.00014685
[8 empty] | 4289 | -3.6 | -3.9351 | 42.89 | -4.102 | 0.027859
[8 empty] | 4290 | -4 | -4.3351 | 42.9 | -4.2387 | 0.0092935
[8 empty] | 4291 | -3.6 | -3.9351 | 42.91 | -4.3567 | 0.17773
[8 empty] | 4292 | -4 | -4.3351 | 42.92 | -4.4555 | 0.014487
[8 empty] | 4293 | -4.4 | -4.7351 | 42.93 | -4.5346 | 0.040199
[8 empty] | 4294 | -4 | -4.3351 | 42.94 | -4.5938 | 0.066909
[8 empty] | 4295 | -4 | -4.3351 | 42.95 | -4.6327 | 0.088569
[8 empty] | 4296 | -4.4 | -4.7351 | 42.96 | -4.6513 | 0.0070302
[8 empty] | 4297 | -4 | -4.3351 | 42.97 | -4.6494 | 0.098746
[8 empty] | 4298 | -4.4 | -4.7351 | 42.98 | -4.627 | 0.01169
[8 empty] | 4299 | -4 | -4.3351 | 42.99 | -4.5843 | 0.062091
[8 empty] | 4300 | -4 | -4.3351 | 43 | -4.5215 | 0.034723
[8 empty] | 4301 | -4 | -4.3351 | 43.01 | -4.4388 | 0.010742
[8 empty] | 4302 | -4 | -4.3351 | 43.02 | -4.3366 | 2.1451e-06
[8 empty] | 4303 | -3.6 | -3.9351 | 43.03 | -4.2154 | 0.078544
[8 empty] | 4304 | -3.6 | -3.9351 | 43.04 | -4.0757 | 0.019758
[8 empty] | 4305 | -3.6 | -3.9351 | 43.05 | -3.9181 | 0.00028873
[8 empty] | 4306 | -3.6 | -3.9351 | 43.06 | -3.7434 | 0.036753
[8 empty] | 4307 | -2.8 | -3.1351 | 43.07 | -3.5523 | 0.17404
[8 empty] | 4308 | -2.8 | -3.1351 | 43.08 | -3.3457 | 0.044326
[8 empty] | 4309 | -3.2 | -3.5351 | 43.09 | -3.1244 | 0.1687
[8 empty] | 4310 | -2.4 | -2.7351 | 43.1 | -2.8895 | 0.023826
[8 empty] | 4311 | -2.4 | -2.7351 | 43.11 | -2.642 | 0.0086794
[8 empty] | 4312 | -2 | -2.3351 | 43.12 | -2.3829 | 0.0022854
[8 empty] | 4313 | -1.6 | -1.9351 | 43.13 | -2.1135 | 0.031829
[8 empty] | 4314 | -2 | -2.3351 | 43.14 | -1.835 | 0.25017
[8 empty] | 4315 | -1.2 | -1.5351 | 43.15 | -1.5484 | 0.00017699
[8 empty] | 4316 | -0.8 | -1.1351 | 43.16 | -1.2552 | 0.014422
[8 empty] | 4317 | -0.4 | -0.73512 | 43.17 | -0.95661 | 0.049056
[8 empty] | 4318 | -0.4 | -0.73512 | 43.18 | -0.65392 | 0.0065932
[8 empty] | 4319 | -0.4 | -0.73512 | 43.19 | -0.34849 | 0.14948
[8 empty] | 4320 | 0.8 | 0.46488 | 43.2 | -0.041662 | 0.25658
[8 empty] | 4321 | 0.8 | 0.46488 | 43.21 | 0.26522 | 0.039864
[8 empty] | 4322 | 0.8 | 0.46488 | 43.22 | 0.5708 | 0.01122
[8 empty] | 4323 | 1.2 | 0.86488 | 43.23 | 0.87374 | 7.856e-05
[8 empty] | 4324 | 1.6 | 1.2649 | 43.24 | 1.1727 | 0.0084951
[8 empty] | 4325 | 1.6 | 1.2649 | 43.25 | 1.4664 | 0.040608
[8 empty] | 4326 | 2.4 | 2.0649 | 43.26 | 1.7535 | 0.096957
[8 empty] | 4327 | 2.4 | 2.0649 | 43.27 | 2.0328 | 0.0010309
[8 empty] | 4328 | 2.8 | 2.4649 | 43.28 | 2.303 | 0.02621
[8 empty] | 4329 | 2.8 | 2.4649 | 43.29 | 2.563 | 0.0096181
[8 empty] | 4330 | 3.2 | 2.8649 | 43.3 | 2.8115 | 0.0028455
[8 empty] | 4331 | 3.6 | 3.2649 | 43.31 | 3.0477 | 0.047188
[8 empty] | 4332 | 3.6 | 3.2649 | 43.32 | 3.2703 | 2.895e-05
[8 empty] | 4333 | 4 | 3.6649 | 43.33 | 3.4784 | 0.034777
[8 empty] | 4334 | 4 | 3.6649 | 43.34 | 3.6711 | 3.9171e-05
[8 empty] | 4335 | 4.4 | 4.0649 | 43.35 | 3.8477 | 0.047186
[8 empty] | 4336 | 4 | 3.6649 | 43.36 | 4.0072 | 0.11717
[8 empty] | 4337 | 4.4 | 4.0649 | 43.37 | 4.149 | 0.0070779
[8 empty] | 4338 | 4 | 3.6649 | 43.38 | 4.2725 | 0.36924
[8 empty] | 4339 | 4.8 | 4.4649 | 43.39 | 4.3772 | 0.007685
[8 empty] | 4340 | 4.4 | 4.0649 | 43.4 | 4.4626 | 0.15818
[8 empty] | 4341 | 5.2 | 4.8649 | 43.41 | 4.5283 | 0.11327
[8 empty] | 4342 | 4.8 | 4.4649 | 43.42 | 4.5741 | 0.011932
[8 empty] | 4343 | 5.2 | 4.8649 | 43.43 | 4.5998 | 0.070288
[8 empty] | 4344 | 5.2 | 4.8649 | 43.44 | 4.6052 | 0.06745
[8 empty] | 4345 | 5.2 | 4.8649 | 43.45 | 4.5903 | 0.075381
[8 empty] | 4346 | 4.8 | 4.4649 | 43.46 | 4.5553 | 0.0081756
[8 empty] | 4347 | 4.4 | 4.0649 | 43.47 | 4.5003 | 0.18955
[8 empty] | 4348 | 5.2 | 4.8649 | 43.48 | 4.4254 | 0.1931
[8 empty] | 4349 | 4.4 | 4.0649 | 43.49 | 4.3312 | 0.070931
[8 empty] | 4350 | 4.4 | 4.0649 | 43.5 | 4.218 | 0.023435
[8 empty] | 4351 | 4.4 | 4.0649 | 43.51 | 4.0862 | 0.0004553
[8 empty] | 4352 | 4.4 | 4.0649 | 43.52 | 3.9366 | 0.016466
[8 empty] | 4353 | 4.4 | 4.0649 | 43.53 | 3.7697 | 0.087158
[8 empty] | 4354 | 4 | 3.6649 | 43.54 | 3.5862 | 0.0061838
[8 empty] | 4355 | 4 | 3.6649 | 43.55 | 3.3871 | 0.07714
[8 empty] | 4356 | 3.6 | 3.2649 | 43.56 | 3.1732 | 0.0084002
[8 empty] | 4357 | 3.2 | 2.8649 | 43.57 | 2.9455 | 0.0064919
[8 empty] | 4358 | 2.8 | 2.4649 | 43.58 | 2.7048 | 0.057572
[8 empty] | 4359 | 2.8 | 2.4649 | 43.59 | 2.4524 | 0.00015573
[8 empty] | 4360 | 2.8 | 2.4649 | 43.6 | 2.1893 | 0.075942
[8 empty] | 4361 | 2.4 | 2.0649 | 43.61 | 1.9167 | 0.02196
[8 empty] | 4362 | 2 | 1.6649 | 43.62 | 1.6358 | 0.00084746
[8 empty] | 4363 | 1.2 | 0.86488 | 43.63 | 1.3478 | 0.23319
[8 empty] | 4364 | 1.6 | 1.2649 | 43.64 | 1.054 | 0.044481
[8 empty] | 4365 | 1.2 | 0.86488 | 43.65 | 0.75567 | 0.011927
[8 empty] | 4366 | 1.2 | 0.86488 | 43.66 | 0.45417 | 0.16869
[8 empty] | 4367 | 0.8 | 0.46488 | 43.67 | 0.1508 | 0.098648
[8 empty] | 4368 | 0 | -0.33512 | 43.68 | -0.1531 | 0.03313
[8 empty] | 4369 | 0 | -0.33512 | 43.69 | -0.4562 | 0.014661
[8 empty] | 4370 | -0.4 | -0.73512 | 43.7 | -0.75716 | 0.0004858
[8 empty] | 4371 | -0.8 | -1.1351 | 43.71 | -1.0547 | 0.0064735
[8 empty] | 4372 | -0.8 | -1.1351 | 43.72 | -1.3474 | 0.045061
[8 empty] | 4373 | -1.2 | -1.5351 | 43.73 | -1.6341 | 0.009793
[8 empty] | 4374 | -1.6 | -1.9351 | 43.74 | -1.9135 | 0.00046946
[8 empty] | 4375 | -2 | -2.3351 | 43.75 | -2.1843 | 0.022749
[8 empty] | 4376 | -2 | -2.3351 | 43.76 | -2.4454 | 0.012163
[8 empty] | 4377 | -2.4 | -2.7351 | 43.77 | -2.6957 | 0.0015573
[8 empty] | 4378 | -2.4 | -2.7351 | 43.78 | -2.9339 | 0.039531
[8 empty] | 4379 | -2.8 | -3.1351 | 43.79 | -3.1592 | 0.00058111
[8 empty] | 4380 | -3.2 | -3.5351 | 43.8 | -3.3705 | 0.027094
[8 empty] | 4381 | -3.2 | -3.5351 | 43.81 | -3.5669 | 0.0010097
[8 empty] | 4382 | -3.6 | -3.9351 | 43.82 | -3.7475 | 0.0352
[8 empty] | 4383 | -3.6 | -3.9351 | 43.83 | -3.9116 | 0.00055533
[8 empty] | 4384 | -3.6 | -3.9351 | 43.84 | -4.0583 | 0.015181
[8 empty] | 4385 | -3.6 | -3.9351 | 43.85 | -4.1872 | 0.063544
[8 empty] | 4386 | -4 | -4.3351 | 43.86 | -4.2976 | 0.0014079
[8 empty] | 4387 | -4 | -4.3351 | 43.87 | -4.389 | 0.0029083
[8 empty] | 4388 | -4 | -4.3351 | 43.88 | -4.4612 | 0.015886
[8 empty] | 4389 | -4 | -4.3351 | 43.89 | -4.5136 | 0.031862
[8 empty] | 4390 | -4.8 | -5.1351 | 43.9 | -4.5462 | 0.34682
[8 empty] | 4391 | -4.4 | -4.7351 | 43.91 | -4.5588 | 0.031092
[8 empty] | 4392 | -4 | -4.3351 | 43.92 | -4.5513 | 0.046743
[8 empty] | 4393 | -4.4 | -4.7351 | 43.93 | -4.5238 | 0.04464
[8 empty] | 4394 | -4 | -4.3351 | 43.94 | -4.4765 | 0.019981
[8 empty] | 4395 | -3.6 | -3.9351 | 43.95 | -4.4094 | 0.22498
[8 empty] | 4396 | -4 | -4.3351 | 43.96 | -4.323 | 0.00014571
[8 empty] | 4397 | -4 | -4.3351 | 43.97 | -4.2177 | 0.013792
[8 empty] | 4398 | -3.6 | -3.9351 | 43.98 | -4.0938 | 0.025183
[8 empty] | 4399 | -3.6 | -3.9351 | 43.99 | -3.952 | 0.00028472
[8 empty] | 4400 | -3.2 | -3.5351 | 44 | -3.7929 | 0.066428
[8 empty] | 4401 | -3.6 | -3.9351 | 44.01 | -3.6171 | 0.10113
[8 empty] | 4402 | -3.2 | -3.5351 | 44.02 | -3.4255 | 0.01201
[8 empty] | 4403 | -2.8 | -3.1351 | 44.03 | -3.219 | 0.0070304
[8 empty] | 4404 | -2.4 | -2.7351 | 44.04 | -2.9983 | 0.069285
[8 empty] | 4405 | -2.4 | -2.7351 | 44.05 | -2.7646 | 0.00087031
[8 empty] | 4406 | -2.4 | -2.7351 | 44.06 | -2.5188 | 0.046775
[8 empty] | 4407 | -2 | -2.3351 | 44.07 | -2.2621 | 0.0053321
[8 empty] | 4408 | -2 | -2.3351 | 44.08 | -1.9955 | 0.11533
[8 empty] | 4409 | -1.6 | -1.9351 | 44.09 | -1.7203 | 0.04616
[8 empty] | 4410 | -1.2 | -1.5351 | 44.1 | -1.4376 | 0.0095142
[8 empty] | 4411 | -0.8 | -1.1351 | 44.11 | -1.1487 | 0.0001841
[8 empty] | 4412 | -0.4 | -0.73512 | 44.12 | -0.85487 | 0.01434
[8 empty] | 4413 | -0.4 | -0.73512 | 44.13 | -0.55742 | 0.031578
[8 empty] | 4414 | 0.4 | 0.06488 | 44.14 | -0.25764 | 0.10402
[8 empty] | 4415 | 0 | -0.33512 | 44.15 | 0.043133 | 0.14308
[8 empty] | 4416 | 1.2 | 0.86488 | 44.16 | 0.34359 | 0.27174
[8 empty] | 4417 | 0.8 | 0.46488 | 44.17 | 0.64241 | 0.031517
[8 empty] | 4418 | 1.2 | 0.86488 | 44.18 | 0.93828 | 0.0053868
[8 empty] | 4419 | 1.6 | 1.2649 | 44.19 | 1.2299 | 0.0012246
[8 empty] | 4420 | 2.4 | 2.0649 | 44.2 | 1.516 | 0.30131
[8 empty] | 4421 | 2 | 1.6649 | 44.21 | 1.7952 | 0.016996
[8 empty] | 4422 | 2.4 | 2.0649 | 44.22 | 2.0665 | 2.6913e-06
[8 empty] | 4423 | 2.8 | 2.4649 | 44.23 | 2.3286 | 0.018576
[8 empty] | 4424 | 2.8 | 2.4649 | 44.24 | 2.5803 | 0.013322
[8 empty] | 4425 | 2.8 | 2.4649 | 44.25 | 2.8206 | 0.12651
[8 empty] | 4426 | 3.6 | 3.2649 | 44.26 | 3.0483 | 0.046903
[8 empty] | 4427 | 3.6 | 3.2649 | 44.27 | 3.2626 | 5.3991e-06
[8 empty] | 4428 | 4 | 3.6649 | 44.28 | 3.4624 | 0.041013
[8 empty] | 4429 | 4 | 3.6649 | 44.29 | 3.6469 | 0.00032477
[8 empty] | 4430 | 4.4 | 4.0649 | 44.3 | 3.8152 | 0.062322
[8 empty] | 4431 | 4 | 3.6649 | 44.31 | 3.9668 | 0.091134
[8 empty] | 4432 | 4.4 | 4.0649 | 44.32 | 4.1008 | 0.0012889
[8 empty] | 4433 | 4.4 | 4.0649 | 44.33 | 4.2167 | 0.023052
[8 empty] | 4434 | 4.4 | 4.0649 | 44.34 | 4.314 | 0.062081
[8 empty] | 4435 | 4.8 | 4.4649 | 44.35 | 4.3924 | 0.0052593
[8 empty] | 4436 | 5.2 | 4.8649 | 44.36 | 4.4513 | 0.17102
[8 empty] | 4437 | 4.4 | 4.0649 | 44.37 | 4.4907 | 0.18132
[8 empty] | 4438 | 4.8 | 4.4649 | 44.38 | 4.5103 | 0.002063
[8 empty] | 4439 | 4.8 | 4.4649 | 44.39 | 4.5101 | 0.0020413
[8 empty] | 4440 | 4.4 | 4.0649 | 44.4 | 4.49 | 0.18072
[8 empty] | 4441 | 4.8 | 4.4649 | 44.41 | 4.4502 | 0.00021617
[8 empty] | 4442 | 4.4 | 4.0649 | 44.42 | 4.3908 | 0.10623
[8 empty] | 4443 | 4.8 | 4.4649 | 44.43 | 4.3122 | 0.023321
[8 empty] | 4444 | 4.4 | 4.0649 | 44.44 | 4.2146 | 0.022413
[8 empty] | 4445 | 4.4 | 4.0649 | 44.45 | 4.0985 | 0.0011318
[8 empty] | 4446 | 4.4 | 4.0649 | 44.46 | 3.9645 | 0.01008
[8 empty] | 4447 | 4.4 | 4.0649 | 44.47 | 3.8131 | 0.063413
[8 empty] | 4448 | 4 | 3.6649 | 44.48 | 3.6449 | 0.00039763
[8 empty] | 4449 | 4 | 3.6649 | 44.49 | 3.4609 | 0.041624
[8 empty] | 4450 | 3.6 | 3.2649 | 44.5 | 3.2616 | 1.0487e-05
[8 empty] | 4451 | 2.8 | 2.4649 | 44.51 | 3.0482 | 0.34022
[8 empty] | 4452 | 3.6 | 3.2649 | 44.52 | 2.8214 | 0.1967
[8 empty] | 4453 | 2.8 | 2.4649 | 44.53 | 2.5823 | 0.013782
[8 empty] | 4454 | 2.8 | 2.4649 | 44.54 | 2.3319 | 0.017677
[8 empty] | 4455 | 2.4 | 2.0649 | 44.55 | 2.0714 | 4.2844e-05
[8 empty] | 4456 | 2 | 1.6649 | 44.56 | 1.8019 | 0.018783
[8 empty] | 4457 | 1.6 | 1.2649 | 44.57 | 1.5246 | 0.067468
[8 empty] | 4458 | 1.6 | 1.2649 | 44.58 | 1.2407 | 0.00058296
[8 empty] | 4459 | 1.2 | 0.86488 | 44.59 | 0.95151 | 0.0075051
[8 empty] | 4460 | 0.8 | 0.46488 | 44.6 | 0.65823 | 0.037384
[8 empty] | 4461 | 0.8 | 0.46488 | 44.61 | 0.36218 | 0.010548
[8 empty] | 4462 | 0.4 | 0.06488 | 44.62 | 0.06466 | 4.8225e-08
[8 empty] | 4463 | -0.4 | -0.73512 | 44.63 | -0.23301 | 0.25211
[8 empty] | 4464 | 0 | -0.33512 | 44.64 | -0.52953 | 0.037796
[8 empty] | 4465 | -0.4 | -0.73512 | 44.65 | -0.8236 | 0.007828
[8 empty] | 4466 | -0.8 | -1.1351 | 44.66 | -1.1139 | 0.00044983
[8 empty] | 4467 | -1.2 | -1.5351 | 44.67 | -1.3992 | 0.018474
[8 empty] | 4468 | -1.2 | -1.5351 | 44.68 | -1.6782 | 0.020477
[8 empty] | 4469 | -2 | -2.3351 | 44.69 | -1.9497 | 0.14852
[8 empty] | 4470 | -1.6 | -1.9351 | 44.7 | -2.2126 | 0.07697
[8 empty] | 4471 | -2.4 | -2.7351 | 44.71 | -2.4655 | 0.072676
[8 empty] | 4472 | -2.4 | -2.7351 | 44.72 | -2.7076 | 0.00075932
[8 empty] | 4473 | -2.4 | -2.7351 | 44.73 | -2.9376 | 0.040991
[8 empty] | 4474 | -2.8 | -3.1351 | 44.74 | -3.1546 | 0.00037876
[8 empty] | 4475 | -3.2 | -3.5351 | 44.75 | -3.3576 | 0.031508
[8 empty] | 4476 | -3.6 | -3.9351 | 44.76 | -3.5458 | 0.15157
[8 empty] | 4477 | -2.8 | -3.1351 | 44.77 | -3.7183 | 0.3401
[8 empty] | 4478 | -3.6 | -3.9351 | 44.78 | -3.8744 | 0.0036889
[8 empty] | 4479 | -3.6 | -3.9351 | 44.79 | -4.0134 | 0.0061213
[8 empty] | 4480 | -3.6 | -3.9351 | 44.8 | -4.1346 | 0.039802
[8 empty] | 4481 | -3.6 | -3.9351 | 44.81 | -4.2377 | 0.091528
[8 empty] | 4482 | -3.6 | -3.9351 | 44.82 | -4.322 | 0.14968
[8 empty] | 4483 | -4 | -4.3351 | 44.83 | -4.3873 | 0.0027243
[8 empty] | 4484 | -4 | -4.3351 | 44.84 | -4.4333 | 0.0096394
[8 empty] | 4485 | -4.4 | -4.7351 | 44.85 | -4.4598 | 0.075817
[8 empty] | 4486 | -4.4 | -4.7351 | 44.86 | -4.4666 | 0.072094
[8 empty] | 4487 | -3.6 | -3.9351 | 44.87 | -4.4538 | 0.26905
[8 empty] | 4488 | -4 | -4.3351 | 44.88 | -4.4214 | 0.0074509
[8 empty] | 4489 | -4 | -4.3351 | 44.89 | -4.3696 | 0.0011908
[8 empty] | 4490 | -3.6 | -3.9351 | 44.9 | -4.2986 | 0.13214
[8 empty] | 4491 | -3.6 | -3.9351 | 44.91 | -4.2087 | 0.074872
[8 empty] | 4492 | -3.6 | -3.9351 | 44.92 | -4.1004 | 0.027318
[8 empty] | 4493 | -3.6 | -3.9351 | 44.93 | -3.9741 | 0.0015171
[8 empty] | 4494 | -3.6 | -3.9351 | 44.94 | -3.8303 | 0.010984
[8 empty] | 4495 | -3.2 | -3.5351 | 44.95 | -3.6698 | 0.018133
[8 empty] | 4496 | -2.8 | -3.1351 | 44.96 | -3.4932 | 0.1282
[8 empty] | 4497 | -3.2 | -3.5351 | 44.97 | -3.3013 | 0.05468
[8 empty] | 4498 | -2.8 | -3.1351 | 44.98 | -3.095 | 0.0016131
[8 empty] | 4499 | -2.4 | -2.7351 | 44.99 | -2.8751 | 0.019597
[8 empty] | 4500 | -2.4 | -2.7351 | 45 | -2.6427 | 0.0085393
[8 empty] | 4501 | -2 | -2.3351 | 45.01 | -2.3988 | 0.0040543
[8 empty] | 4502 | -1.6 | -1.9351 | 45.02 | -2.1444 | 0.043811
[8 empty] | 4503 | -1.6 | -1.9351 | 45.03 | -1.8807 | 0.0029563
[8 empty] | 4504 | -1.2 | -1.5351 | 45.04 | -1.6089 | 0.0054446
[8 empty] | 4505 | -0.8 | -1.1351 | 45.05 | -1.3301 | 0.038021
[8 empty] | 4506 | -0.8 | -1.1351 | 45.06 | -1.0456 | 0.0080172
[8 empty] | 4507 | -0.4 | -0.73512 | 45.07 | -0.75658 | 0.00046043
[8 empty] | 4508 | -0.4 | -0.73512 | 45.08 | -0.46437 | 0.073305
[8 empty] | 4509 | 0 | -0.33512 | 45.09 | -0.17025 | 0.027182
[8 empty] | 4510 | 0.8 | 0.46488 | 45.1 | 0.12449 | 0.11586
[8 empty] | 4511 | 0.8 | 0.46488 | 45.11 | 0.41856 | 0.0021451
[8 empty] | 4512 | 1.2 | 0.86488 | 45.12 | 0.71067 | 0.023782
[8 empty] | 4513 | 1.2 | 0.86488 | 45.13 | 0.99952 | 0.018127
[8 empty] | 4514 | 2 | 1.6649 | 45.14 | 1.2838 | 0.14518
[8 empty] | 4515 | 2 | 1.6649 | 45.15 | 1.5624 | 0.0105
[8 empty] | 4516 | 2.4 | 2.0649 | 45.16 | 1.834 | 0.053313
[8 empty] | 4517 | 2.4 | 2.0649 | 45.17 | 2.0974 | 0.0010558
[8 empty] | 4518 | 2.8 | 2.4649 | 45.18 | 2.3514 | 0.012872
[8 empty] | 4519 | 2.8 | 2.4649 | 45.19 | 2.595 | 0.016939
[8 empty] | 4520 | 3.2 | 2.8649 | 45.2 | 2.8271 | 0.0014263
[8 empty] | 4521 | 3.6 | 3.2649 | 45.21 | 3.0467 | 0.047617
[8 empty] | 4522 | 3.6 | 3.2649 | 45.22 | 3.2527 | 0.0001477
[8 empty] | 4523 | 4 | 3.6649 | 45.23 | 3.4444 | 0.048614
[8 empty] | 4524 | 4 | 3.6649 | 45.24 | 3.6208 | 0.0019403
[8 empty] | 4525 | 4 | 3.6649 | 45.25 | 3.7813 | 0.013546
[8 empty] | 4526 | 4.4 | 4.0649 | 45.26 | 3.925 | 0.019564
[8 empty] | 4527 | 4.4 | 4.0649 | 45.27 | 4.0514 | 0.00018098
[8 empty] | 4528 | 4 | 3.6649 | 45.28 | 4.16 | 0.24512
[8 empty] | 4529 | 4.8 | 4.4649 | 45.29 | 4.2502 | 0.046096
[8 empty] | 4530 | 4.8 | 4.4649 | 45.3 | 4.3217 | 0.020513
[8 empty] | 4531 | 4.8 | 4.4649 | 45.31 | 4.3741 | 0.0082418
[8 empty] | 4532 | 4.4 | 4.0649 | 45.32 | 4.4073 | 0.11724
[8 empty] | 4533 | 4.8 | 4.4649 | 45.33 | 4.4211 | 0.0019199
[8 empty] | 4534 | 4.4 | 4.0649 | 45.34 | 4.4154 | 0.12287
[8 empty] | 4535 | 4.4 | 4.0649 | 45.35 | 4.3903 | 0.10591
[8 empty] | 4536 | 4.4 | 4.0649 | 45.36 | 4.346 | 0.079001
[8 empty] | 4537 | 4.4 | 4.0649 | 45.37 | 4.2825 | 0.047352
[8 empty] | 4538 | 4.4 | 4.0649 | 45.38 | 4.2002 | 0.018315
[8 empty] | 4539 | 4.4 | 4.0649 | 45.39 | 4.0995 | 0.001199
[8 empty] | 4540 | 4.4 | 4.0649 | 45.4 | 3.9808 | 0.007067
[8 empty] | 4541 | 4.4 | 4.0649 | 45.41 | 3.8447 | 0.048493
[8 empty] | 4542 | 4 | 3.6649 | 45.42 | 3.6917 | 0.00071781
[8 empty] | 4543 | 4.4 | 4.0649 | 45.43 | 3.5225 | 0.29417
[8 empty] | 4544 | 3.6 | 3.2649 | 45.44 | 3.3379 | 0.0053356
[8 empty] | 4545 | 3.6 | 3.2649 | 45.45 | 3.1387 | 0.01591
[8 empty] | 4546 | 3.6 | 3.2649 | 45.46 | 2.9258 | 0.11494
[8 empty] | 4547 | 3.6 | 3.2649 | 45.47 | 2.7002 | 0.3189
[8 empty] | 4548 | 2.8 | 2.4649 | 45.48 | 2.4627 | 4.6653e-06
[8 empty] | 4549 | 2.8 | 2.4649 | 45.49 | 2.2145 | 0.06267
[8 empty] | 4550 | 2.4 | 2.0649 | 45.5 | 1.9567 | 0.011696
[8 empty] | 4551 | 2 | 1.6649 | 45.51 | 1.6904 | 0.00065259
[8 empty] | 4552 | 2 | 1.6649 | 45.52 | 1.4168 | 0.061543
[8 empty] | 4553 | 1.6 | 1.2649 | 45.53 | 1.1371 | 0.016336
[8 empty] | 4554 | 1.2 | 0.86488 | 45.54 | 0.85245 | 0.00015452
[8 empty] | 4555 | 1.2 | 0.86488 | 45.55 | 0.56421 | 0.090404
[8 empty] | 4556 | 0.8 | 0.46488 | 45.56 | 0.27361 | 0.036585
[8 empty] | 4557 | 0.4 | 0.06488 | 45.57 | -0.01807 | 0.0068806
[8 empty] | 4558 | 0 | -0.33512 | 45.58 | -0.30954 | 0.00065424
[8 empty] | 4559 | -0.4 | -0.73512 | 45.59 | -0.59953 | 0.018385
[8 empty] | 4560 | -0.8 | -1.1351 | 45.6 | -0.88675 | 0.061687
[8 empty] | 4561 | -0.8 | -1.1351 | 45.61 | -1.17 | 0.0012133
[8 empty] | 4562 | -0.8 | -1.1351 | 45.62 | -1.4479 | 0.097822
[8 empty] | 4563 | -1.2 | -1.5351 | 45.63 | -1.7193 | 0.033934
[8 empty] | 4564 | -1.2 | -1.5351 | 45.64 | -1.9831 | 0.20069
[8 empty] | 4565 | -2 | -2.3351 | 45.65 | -2.238 | 0.0094256
[8 empty] | 4566 | -2 | -2.3351 | 45.66 | -2.483 | 0.021873
[8 empty] | 4567 | -2.4 | -2.7351 | 45.67 | -2.717 | 0.0003293
[8 empty] | 4568 | -2.8 | -3.1351 | 45.68 | -2.9389 | 0.03851
[8 empty] | 4569 | -2.4 | -2.7351 | 45.69 | -3.1478 | 0.17028
[8 empty] | 4570 | -3.2 | -3.5351 | 45.7 | -3.3427 | 0.037016
[8 empty] | 4571 | -3.2 | -3.5351 | 45.71 | -3.5229 | 0.00014941
[8 empty] | 4572 | -3.2 | -3.5351 | 45.72 | -3.6875 | 0.023219
[8 empty] | 4573 | -3.6 | -3.9351 | 45.73 | -3.8358 | 0.0098621
[8 empty] | 4574 | -3.6 | -3.9351 | 45.74 | -3.9672 | 0.0010287
[8 empty] | 4575 | -3.6 | -3.9351 | 45.75 | -4.0811 | 0.021302
[8 empty] | 4576 | -3.6 | -3.9351 | 45.76 | -4.177 | 0.058484
[8 empty] | 4577 | -3.6 | -3.9351 | 45.77 | -4.2544 | 0.10196
[8 empty] | 4578 | -4 | -4.3351 | 45.78 | -4.3132 | 0.00048234
[8 empty] | 4579 | -4 | -4.3351 | 45.79 | -4.3529 | 0.00031594
[8 empty] | 4580 | -4.4 | -4.7351 | 45.8 | -4.3735 | 0.13079
[8 empty] | 4581 | -4 | -4.3351 | 45.81 | -4.3748 | 0.0015751
[8 empty] | 4582 | -4.4 | -4.7351 | 45.82 | -4.3569 | 0.14305
[8 empty] | 4583 | -4 | -4.3351 | 45.83 | -4.3198 | 0.00023325
[8 empty] | 4584 | -3.6 | -3.9351 | 45.84 | -4.2638 | 0.10804
[8 empty] | 4585 | -3.6 | -3.9351 | 45.85 | -4.189 | 0.064478
[8 empty] | 4586 | -4 | -4.3351 | 45.86 | -4.0959 | 0.05723
[8 empty] | 4587 | -3.6 | -3.9351 | 45.87 | -3.9848 | 0.0024648
[8 empty] | 4588 | -3.6 | -3.9351 | 45.88 | -3.8562 | 0.0062339
[8 empty] | 4589 | -3.2 | -3.5351 | 45.89 | -3.7107 | 0.030815
[8 empty] | 4590 | -3.2 | -3.5351 | 45.9 | -3.5489 | 0.00018994
[8 empty] | 4591 | -3.2 | -3.5351 | 45.91 | -3.3716 | 0.026737
[8 empty] | 4592 | -2.8 | -3.1351 | 45.92 | -3.1796 | 0.0019747
[8 empty] | 4593 | -2.4 | -2.7351 | 45.93 | -2.9736 | 0.056878
[8 empty] | 4594 | -2.4 | -2.7351 | 45.94 | -2.7547 | 0.00038243
[8 empty] | 4595 | -2 | -2.3351 | 45.95 | -2.5237 | 0.03557
[8 empty] | 4596 | -2.4 | -2.7351 | 45.96 | -2.2818 | 0.20553
[8 empty] | 4597 | -1.2 | -1.5351 | 45.97 | -2.0299 | 0.24479
[8 empty] | 4598 | -2 | -2.3351 | 45.98 | -1.7692 | 0.32029
[8 empty] | 4599 | -0.8 | -1.1351 | 45.99 | -1.5008 | 0.13373
[8 empty] | 4600 | -0.8 | -1.1351 | 46 | -1.226 | 0.0082514
[8 empty] | 4601 | -0.4 | -0.73512 | 46.01 | -0.94583 | 0.044399
[8 empty] | 4602 | -0.4 | -0.73512 | 46.02 | -0.66166 | 0.0053958
[8 empty] | 4603 | -0.4 | -0.73512 | 46.03 | -0.37471 | 0.12989
[8 empty] | 4604 | 0.4 | 0.06488 | 46.04 | -0.086233 | 0.022835
[8 empty] | 4605 | 0.8 | 0.46488 | 46.05 | 0.2025 | 0.068844
[8 empty] | 4606 | 0.8 | 0.46488 | 46.06 | 0.49022 | 0.00064193
[8 empty] | 4607 | 0.8 | 0.46488 | 46.07 | 0.77565 | 0.096581
[8 empty] | 4608 | 1.2 | 0.86488 | 46.08 | 1.0576 | 0.037125
[8 empty] | 4609 | 2 | 1.6649 | 46.09 | 1.3347 | 0.10903
[8 empty] | 4610 | 2.4 | 2.0649 | 46.1 | 1.6058 | 0.21073
[8 empty] | 4611 | 2 | 1.6649 | 46.11 | 1.8698 | 0.04199
[8 empty] | 4612 | 2.8 | 2.4649 | 46.12 | 2.1254 | 0.11523
[8 empty] | 4613 | 2.8 | 2.4649 | 46.13 | 2.3716 | 0.0087024
[8 empty] | 4614 | 2.8 | 2.4649 | 46.14 | 2.6072 | 0.020263
[8 empty] | 4615 | 3.2 | 2.8649 | 46.15 | 2.8313 | 0.0011279
[8 empty] | 4616 | 3.6 | 3.2649 | 46.16 | 3.0428 | 0.049312
[8 empty] | 4617 | 3.6 | 3.2649 | 46.17 | 3.2409 | 0.00057678
[8 empty] | 4618 | 3.6 | 3.2649 | 46.18 | 3.4246 | 0.025502
[8 empty] | 4619 | 4 | 3.6649 | 46.19 | 3.5931 | 0.0051459
[8 empty] | 4620 | 4 | 3.6649 | 46.2 | 3.7458 | 0.0065549
[8 empty] | 4621 | 4.4 | 4.0649 | 46.21 | 3.882 | 0.033445
[8 empty] | 4622 | 4.4 | 4.0649 | 46.22 | 4.001 | 0.0040769
[8 empty] | 4623 | 4 | 3.6649 | 46.23 | 4.1024 | 0.19143
[8 empty] | 4624 | 4.4 | 4.0649 | 46.24 | 4.1857 | 0.0146
[8 empty] | 4625 | 4.4 | 4.0649 | 46.25 | 4.2506 | 0.034478
[8 empty] | 4626 | 4.8 | 4.4649 | 46.26 | 4.2967 | 0.028286
[8 empty] | 4627 | 4.4 | 4.0649 | 46.27 | 4.3239 | 0.067099
[8 empty] | 4628 | 4.8 | 4.4649 | 46.28 | 4.3321 | 0.017629
[8 empty] | 4629 | 4.4 | 4.0649 | 46.29 | 4.3212 | 0.065723
[8 empty] | 4630 | 4.4 | 4.0649 | 46.3 | 4.2914 | 0.051304
[8 empty] | 4631 | 4.4 | 4.0649 | 46.31 | 4.2427 | 0.031607
[8 empty] | 4632 | 4.4 | 4.0649 | 46.32 | 4.1753 | 0.012194
[8 empty] | 4633 | 4.4 | 4.0649 | 46.33 | 4.0896 | 0.0006119
[8 empty] | 4634 | 4.4 | 4.0649 | 46.34 | 3.986 | 0.0062253
[8 empty] | 4635 | 4 | 3.6649 | 46.35 | 3.8649 | 0.039991
[8 empty] | 4636 | 4 | 3.6649 | 46.36 | 3.7268 | 0.0038332
[8 empty] | 4637 | 4.4 | 4.0649 | 46.37 | 3.5724 | 0.24254
[8 empty] | 4638 | 3.6 | 3.2649 | 46.38 | 3.4024 | 0.0189
[8 empty] | 4639 | 4 | 3.6649 | 46.39 | 3.2174 | 0.20021
[8 empty] | 4640 | 3.6 | 3.2649 | 46.4 | 3.0184 | 0.060736
[8 empty] | 4641 | 2.8 | 2.4649 | 46.41 | 2.8062 | 0.11653
[8 empty] | 4642 | 2.8 | 2.4649 | 46.42 | 2.5818 | 0.013674
[8 empty] | 4643 | 2.8 | 2.4649 | 46.43 | 2.3461 | 0.014103
[8 empty] | 4644 | 2.8 | 2.4649 | 46.44 | 2.1002 | 0.13298
[8 empty] | 4645 | 2.4 | 2.0649 | 46.45 | 1.8452 | 0.04827
[8 empty] | 4646 | 2 | 1.6649 | 46.46 | 1.5821 | 0.0068469
[8 empty] | 4647 | 1.6 | 1.2649 | 46.47 | 1.3122 | 0.0022437
[8 empty] | 4648 | 1.2 | 0.86488 | 46.48 | 1.0367 | 0.029524
[8 empty] | 4649 | 1.2 | 0.86488 | 46.49 | 0.75672 | 0.011698
[8 empty] | 4650 | 0.8 | 0.46488 | 46.5 | 0.47354 | 7.4931e-05
[8 empty] | 4651 | 0.4 | 0.06488 | 46.51 | 0.18839 | 0.015254
[8 empty] | 4652 | 0 | -0.33512 | 46.52 | -0.097467 | 0.056479
[8 empty] | 4653 | -0.4 | -0.73512 | 46.53 | -0.38277 | 0.12415
[8 empty] | 4654 | -0.4 | -0.73512 | 46.54 | -0.66627 | 0.0047408
[8 empty] | 4655 | -0.4 | -0.73512 | 46.55 | -0.94671 | 0.044771
[8 empty] | 4656 | -0.8 | -1.1351 | 46.56 | -1.2229 | 0.0077003
[8 empty] | 4657 | -1.2 | -1.5351 | 46.57 | -1.4935 | 0.0017293
[8 empty] | 4658 | -1.6 | -1.9351 | 46.58 | -1.7575 | 0.031544
[8 empty] | 4659 | -1.6 | -1.9351 | 46.59 | -2.0137 | 0.006167
[8 empty] | 4660 | -2 | -2.3351 | 46.6 | -2.2608 | 0.0055203
[8 empty] | 4661 | -2.4 | -2.7351 | 46.61 | -2.4979 | 0.056253
[8 empty] | 4662 | -2.4 | -2.7351 | 46.62 | -2.724 | 0.00012415
[8 empty] | 4663 | -2.8 | -3.1351 | 46.63 | -2.9379 | 0.038882
[8 empty] | 4664 | -2.8 | -3.1351 | 46.64 | -3.1389 | 1.415e-05
[8 empty] | 4665 | -3.2 | -3.5351 | 46.65 | -3.3259 | 0.043757
[8 empty] | 4666 | -3.2 | -3.5351 | 46.66 | -3.4983 | 0.0013567
[8 empty] | 4667 | -3.6 | -3.9351 | 46.67 | -3.6552 | 0.078368
[8 empty] | 4668 | -3.6 | -3.9351 | 46.68 | -3.7959 | 0.019375
[8 empty] | 4669 | -3.6 | -3.9351 | 46.69 | -3.9199 | 0.00023102
[8 empty] | 4670 | -3.6 | -3.9351 | 46.7 | -4.0266 | 0.0083729
[8 empty] | 4671 | -4 | -4.3351 | 46.71 | -4.1156 | 0.048201
[8 empty] | 4672 | -3.6 | -3.9351 | 46.72 | -4.1864 | 0.063134
[8 empty] | 4673 | -3.6 | -3.9351 | 46.73 | -4.2388 | 0.092196
[8 empty] | 4674 | -4 | -4.3351 | 46.74 | -4.2725 | 0.0039255
[8 empty] | 4675 | -3.6 | -3.9351 | 46.75 | -4.2874 | 0.12408
[8 empty] | 4676 | -4 | -4.3351 | 46.76 | -4.2834 | 0.0026733
[8 empty] | 4677 | -3.6 | -3.9351 | 46.77 | -4.2606 | 0.10595
[8 empty] | 4678 | -4 | -4.3351 | 46.78 | -4.2191 | 0.013459
[8 empty] | 4679 | -3.6 | -3.9351 | 46.79 | -4.1591 | 0.050147
[8 empty] | 4680 | -3.6 | -3.9351 | 46.8 | -4.0807 | 0.021204
[8 empty] | 4681 | -3.6 | -3.9351 | 46.81 | -3.9845 | 0.0024391
[8 empty] | 4682 | -3.6 | -3.9351 | 46.82 | -3.8708 | 0.0041375
[8 empty] | 4683 | -3.2 | -3.5351 | 46.83 | -3.7401 | 0.042022
[8 empty] | 4684 | -3.6 | -3.9351 | 46.84 | -3.593 | 0.11702
[8 empty] | 4685 | -2.4 | -2.7351 | 46.85 | -3.4302 | 0.48317
[8 empty] | 4686 | -2.8 | -3.1351 | 46.86 | -3.2524 | 0.013754
[8 empty] | 4687 | -2.4 | -2.7351 | 46.87 | -3.0603 | 0.10577
[8 empty] | 4688 | -2.8 | -3.1351 | 46.88 | -2.8549 | 0.078515
[8 empty] | 4689 | -2.4 | -2.7351 | 46.89 | -2.637 | 0.0096239
[8 empty] | 4690 | -2 | -2.3351 | 46.9 | -2.4076 | 0.0052563
[8 empty] | 4691 | -1.6 | -1.9351 | 46.91 | -2.1677 | 0.054109
[8 empty] | 4692 | -1.6 | -1.9351 | 46.92 | -1.9184 | 0.00027903
[8 empty] | 4693 | -1.2 | -1.5351 | 46.93 | -1.6608 | 0.015788
[8 empty] | 4694 | -0.8 | -1.1351 | 46.94 | -1.3959 | 0.068023
[8 empty] | 4695 | -0.8 | -1.1351 | 46.95 | -1.1251 | 0.00010103
[8 empty] | 4696 | -0.8 | -1.1351 | 46.96 | -0.84937 | 0.081651
[8 empty] | 4697 | -0.4 | -0.73512 | 46.97 | -0.57006 | 0.027243
[8 empty] | 4698 | 0 | -0.33512 | 46.98 | -0.28837 | 0.0021858
[8 empty] | 4699 | 0.4 | 0.06488 | 46.99 | -0.0055232 | 0.0049566
[8 empty] | 4700 | 0.8 | 0.46488 | 47 | 0.27722 | 0.035215
[8 empty] | 4701 | 0.8 | 0.46488 | 47.01 | 0.55863 | 0.0087887
[8 empty] | 4702 | 1.2 | 0.86488 | 47.02 | 0.83746 | 0.00075209
[8 empty] | 4703 | 1.2 | 0.86488 | 47.03 | 1.1125 | 0.061306
[8 empty] | 4704 | 2 | 1.6649 | 47.04 | 1.3825 | 0.079742
[8 empty] | 4705 | 2.4 | 2.0649 | 47.05 | 1.6463 | 0.1752
[8 empty] | 4706 | 2.4 | 2.0649 | 47.06 | 1.9028 | 0.026278
[8 empty] | 4707 | 2.8 | 2.4649 | 47.07 | 2.1508 | 0.098671
[8 empty] | 4708 | 2.8 | 2.4649 | 47.08 | 2.3892 | 0.0057302
[8 empty] | 4709 | 2.8 | 2.4649 | 47.09 | 2.617 | 0.023138
[8 empty] | 4710 | 3.2 | 2.8649 | 47.1 | 2.8332 | 0.0010038
[8 empty] | 4711 | 3.6 | 3.2649 | 47.11 | 3.0368 | 0.051998
[8 empty] | 4712 | 3.6 | 3.2649 | 47.12 | 3.2271 | 0.0014305
[8 empty] | 4713 | 4 | 3.6649 | 47.13 | 3.403 | 0.068584
[8 empty] | 4714 | 4 | 3.6649 | 47.14 | 3.5639 | 0.010199
[8 empty] | 4715 | 4 | 3.6649 | 47.15 | 3.709 | 0.0019503
[8 empty] | 4716 | 4.4 | 4.0649 | 47.16 | 3.8378 | 0.051556
[8 empty] | 4717 | 4.4 | 4.0649 | 47.17 | 3.9497 | 0.013274
[8 empty] | 4718 | 4.4 | 4.0649 | 47.18 | 4.0441 | 0.00043194
[8 empty] | 4719 | 4.4 | 4.0649 | 47.19 | 4.1207 | 0.003116
[8 empty] | 4720 | 4.8 | 4.4649 | 47.2 | 4.1792 | 0.081641
[8 empty] | 4721 | 4.4 | 4.0649 | 47.21 | 4.2192 | 0.023814
[8 empty] | 4722 | 4.4 | 4.0649 | 47.22 | 4.2407 | 0.030902
[8 empty] | 4723 | 4.4 | 4.0649 | 47.23 | 4.2435 | 0.0319
[8 empty] | 4724 | 4.8 | 4.4649 | 47.24 | 4.2276 | 0.056283
[8 empty] | 4725 | 4.4 | 4.0649 | 47.25 | 4.1932 | 0.016468
[8 empty] | 4726 | 4.4 | 4.0649 | 47.26 | 4.1404 | 0.0056961
[8 empty] | 4727 | 4.4 | 4.0649 | 47.27 | 4.0693 | 1.9631e-05
[8 empty] | 4728 | 4.4 | 4.0649 | 47.28 | 3.9804 | 0.0071361
[8 empty] | 4729 | 4.4 | 4.0649 | 47.29 | 3.874 | 0.036423
[8 empty] | 4730 | 4.4 | 4.0649 | 47.3 | 3.7507 | 0.098729
[8 empty] | 4731 | 4.4 | 4.0649 | 47.31 | 3.6109 | 0.20613
[8 empty] | 4732 | 4 | 3.6649 | 47.32 | 3.4552 | 0.043948
[8 empty] | 4733 | 3.6 | 3.2649 | 47.33 | 3.2845 | 0.00038458
[8 empty] | 4734 | 3.6 | 3.2649 | 47.34 | 3.0994 | 0.027394
[8 empty] | 4735 | 3.2 | 2.8649 | 47.35 | 2.9007 | 0.0012829
[8 empty] | 4736 | 2.8 | 2.4649 | 47.36 | 2.6894 | 0.050389
[8 empty] | 4737 | 2.8 | 2.4649 | 47.37 | 2.4663 | 1.9544e-06
[8 empty] | 4738 | 2.8 | 2.4649 | 47.38 | 2.2325 | 0.054023
[8 empty] | 4739 | 2.4 | 2.0649 | 47.39 | 1.9889 | 0.005772
[8 empty] | 4740 | 2 | 1.6649 | 47.4 | 1.7367 | 0.005161
[8 empty] | 4741 | 1.6 | 1.2649 | 47.41 | 1.477 | 0.044997
[8 empty] | 4742 | 1.2 | 0.86488 | 47.42 | 1.2109 | 0.11974
[8 empty] | 4743 | 1.2 | 0.86488 | 47.43 | 0.9396 | 0.005583
[8 empty] | 4744 | 1.2 | 0.86488 | 47.44 | 0.66428 | 0.040242
[8 empty] | 4745 | 0.4 | 0.06488 | 47.45 | 0.38615 | 0.10321
[8 empty] | 4746 | 0.4 | 0.06488 | 47.46 | 0.10644 | 0.0017276
[8 empty] | 4747 | 0.4 | 0.06488 | 47.47 | -0.17361 | 0.056876
[8 empty] | 4748 | -0.4 | -0.73512 | 47.48 | -0.45278 | 0.079719
[8 empty] | 4749 | -0.4 | -0.73512 | 47.49 | -0.72983 | 2.7965e-05
[8 empty] | 4750 | -0.8 | -1.1351 | 47.5 | -1.0036 | 0.017308
[8 empty] | 4751 | -0.8 | -1.1351 | 47.51 | -1.2728 | 0.018944
[8 empty] | 4752 | -1.2 | -1.5351 | 47.52 | -1.5362 | 1.2526e-06
[8 empty] | 4753 | -0.8 | -1.1351 | 47.53 | -1.7929 | 0.43261
[8 empty] | 4754 | -2 | -2.3351 | 47.54 | -2.0415 | 0.086229
[8 empty] | 4755 | -2 | -2.3351 | 47.55 | -2.281 | 0.0029283
[8 empty] | 4756 | -2.4 | -2.7351 | 47.56 | -2.5104 | 0.050496
[8 empty] | 4757 | -2.4 | -2.7351 | 47.57 | -2.7287 | 4.163e-05
[8 empty] | 4758 | -2.4 | -2.7351 | 47.58 | -2.9348 | 0.039886
[8 empty] | 4759 | -2.8 | -3.1351 | 47.59 | -3.128 | 5.0582e-05
[8 empty] | 4760 | -2.8 | -3.1351 | 47.6 | -3.3073 | 0.02966
[8 empty] | 4761 | -3.2 | -3.5351 | 47.61 | -3.4721 | 0.0039775
[8 empty] | 4762 | -3.2 | -3.5351 | 47.62 | -3.6214 | 0.0074485
[8 empty] | 4763 | -3.6 | -3.9351 | 47.63 | -3.7548 | 0.032513
[8 empty] | 4764 | -3.6 | -3.9351 | 47.64 | -3.8716 | 0.0040325
[8 empty] | 4765 | -3.6 | -3.9351 | 47.65 | -3.9714 | 0.0013129
[8 empty] | 4766 | -3.6 | -3.9351 | 47.66 | -4.0536 | 0.014033
[8 empty] | 4767 | -4 | -4.3351 | 47.67 | -4.1179 | 0.047163
[8 empty] | 4768 | -3.6 | -3.9351 | 47.68 | -4.1642 | 0.052468
[8 empty] | 4769 | -3.6 | -3.9351 | 47.69 | -4.1921 | 0.066026
[8 empty] | 4770 | -3.6 | -3.9351 | 47.7 | -4.2015 | 0.070972
[8 empty] | 4771 | -4 | -4.3351 | 47.71 | -4.1925 | 0.020342
[8 empty] | 4772 | -3.6 | -3.9351 | 47.72 | -4.165 | 0.052859
[8 empty] | 4773 | -3.6 | -3.9351 | 47.73 | -4.1193 | 0.033908
[8 empty] | 4774 | -3.6 | -3.9351 | 47.74 | -4.0554 | 0.014467
[8 empty] | 4775 | -4 | -4.3351 | 47.75 | -3.9737 | 0.1306
[8 empty] | 4776 | -3.6 | -3.9351 | 47.76 | -3.8746 | 0.0036607
[8 empty] | 4777 | -3.6 | -3.9351 | 47.77 | -3.7585 | 0.031191
[8 empty] | 4778 | -3.2 | -3.5351 | 47.78 | -3.6259 | 0.0082454
[8 empty] | 4779 | -2.8 | -3.1351 | 47.79 | -3.4775 | 0.11719
[8 empty] | 4780 | -3.2 | -3.5351 | 47.8 | -3.3137 | 0.049005
[8 empty] | 4781 | -2.8 | -3.1351 | 47.81 | -3.1355 | 1.7976e-07
[8 empty] | 4782 | -2.8 | -3.1351 | 47.82 | -2.9436 | 0.036669
[8 empty] | 4783 | -2.4 | -2.7351 | 47.83 | -2.7388 | 1.3901e-05
[8 empty] | 4784 | -2.4 | -2.7351 | 47.84 | -2.5221 | 0.045372
[8 empty] | 4785 | -2 | -2.3351 | 47.85 | -2.2944 | 0.0016597
[8 empty] | 4786 | -2 | -2.3351 | 47.86 | -2.0567 | 0.077543
[8 empty] | 4787 | -1.2 | -1.5351 | 47.87 | -1.81 | 0.075553
[8 empty] | 4788 | -1.2 | -1.5351 | 47.88 | -1.5555 | 0.00041405
[8 empty] | 4789 | -0.8 | -1.1351 | 47.89 | -1.2942 | 0.025312
[8 empty] | 4790 | -0.8 | -1.1351 | 47.9 | -1.0274 | 0.011606
[8 empty] | 4791 | -0.4 | -0.73512 | 47.91 | -0.75615 | 0.00044246
[8 empty] | 4792 | -0.4 | -0.73512 | 47.92 | -0.48171 | 0.064215
[8 empty] | 4793 | 0 | -0.33512 | 47.93 | -0.20527 | 0.016861
[8 empty] | 4794 | 0.4 | 0.06488 | 47.94 | 0.071953 | 5.0032e-05
[8 empty] | 4795 | 0.8 | 0.46488 | 47.95 | 0.34874 | 0.013488
[8 empty] | 4796 | 0.8 | 0.46488 | 47.96 | 0.62388 | 0.025281
[8 empty] | 4797 | 1.2 | 0.86488 | 47.97 | 0.89615 | 0.00097801
[8 empty] | 4798 | 1.6 | 1.2649 | 47.98 | 1.1644 | 0.010102
[8 empty] | 4799 | 1.6 | 1.2649 | 47.99 | 1.4273 | 0.026396
[8 empty] | 4800 | 2 | 1.6649 | 48 | 1.6839 | 0.00036322
[8 empty] | 4801 | 2.4 | 2.0649 | 48.01 | 1.933 | 0.017389
[8 empty] | 4802 | 2.4 | 2.0649 | 48.02 | 2.1735 | 0.011793
[8 empty] | 4803 | 2.8 | 2.4649 | 48.03 | 2.4043 | 0.0036722
[8 empty] | 4804 | 2.8 | 2.4649 | 48.04 | 2.6244 | 0.025451
[8 empty] | 4805 | 3.6 | 3.2649 | 48.05 | 2.8329 | 0.1866
[8 empty] | 4806 | 4 | 3.6649 | 48.06 | 3.0289 | 0.40453
[8 empty] | 4807 | 3.2 | 2.8649 | 48.07 | 3.2114 | 0.12008
[8 empty] | 4808 | 3.6 | 3.2649 | 48.08 | 3.3797 | 0.013193
[8 empty] | 4809 | 4 | 3.6649 | 48.09 | 3.5331 | 0.017354
[8 empty] | 4810 | 4 | 3.6649 | 48.1 | 3.6709 | 3.6841e-05
[8 empty] | 4811 | 4 | 3.6649 | 48.11 | 3.7925 | 0.0163
[8 empty] | 4812 | 4 | 3.6649 | 48.12 | 3.8974 | 0.054074
[8 empty] | 4813 | 4.4 | 4.0649 | 48.13 | 3.9851 | 0.0063643
[8 empty] | 4814 | 4.4 | 4.0649 | 48.14 | 4.0552 | 9.3209e-05
[8 empty] | 4815 | 4.4 | 4.0649 | 48.15 | 4.1075 | 0.0018151
[8 empty] | 4816 | 4.4 | 4.0649 | 48.16 | 4.1417 | 0.0058946
[8 empty] | 4817 | 4.4 | 4.0649 | 48.17 | 4.1576 | 0.0085971
[8 empty] | 4818 | 4.4 | 4.0649 | 48.18 | 4.1553 | 0.0081675
[8 empty] | 4819 | 4 | 3.6649 | 48.19 | 4.1346 | 0.22067
[8 empty] | 4820 | 4.4 | 4.0649 | 48.2 | 4.0958 | 0.00095875
[8 empty] | 4821 | 4.4 | 4.0649 | 48.21 | 4.0391 | 0.00066687
[8 empty] | 4822 | 4 | 3.6649 | 48.22 | 3.9645 | 0.089791
[8 empty] | 4823 | 4 | 3.6649 | 48.23 | 3.8726 | 0.043149
[8 empty] | 4824 | 4 | 3.6649 | 48.24 | 3.7637 | 0.0097623
[8 empty] | 4825 | 4 | 3.6649 | 48.25 | 3.6383 | 0.00070854
[8 empty] | 4826 | 4 | 3.6649 | 48.26 | 3.4969 | 0.02822
[8 empty] | 4827 | 3.6 | 3.2649 | 48.27 | 3.3402 | 0.0056742
[8 empty] | 4828 | 3.6 | 3.2649 | 48.28 | 3.1689 | 0.0092121
[8 empty] | 4829 | 3.2 | 2.8649 | 48.29 | 2.9837 | 0.014126
[8 empty] | 4830 | 3.2 | 2.8649 | 48.3 | 2.7855 | 0.006298
[8 empty] | 4831 | 2.8 | 2.4649 | 48.31 | 2.5751 | 0.012158
[8 empty] | 4832 | 2.4 | 2.0649 | 48.32 | 2.3535 | 0.083323
[8 empty] | 4833 | 2.8 | 2.4649 | 48.33 | 2.1217 | 0.11779
[8 empty] | 4834 | 2 | 1.6649 | 48.34 | 1.8806 | 0.046526
[8 empty] | 4835 | 2 | 1.6649 | 48.35 | 1.6313 | 0.0011263
[8 empty] | 4836 | 2 | 1.6649 | 48.36 | 1.375 | 0.084035
[8 empty] | 4837 | 1.2 | 0.86488 | 48.37 | 1.1127 | 0.06143
[8 empty] | 4838 | 1.2 | 0.86488 | 48.38 | 0.84569 | 0.00036839
[8 empty] | 4839 | 1.2 | 0.86488 | 48.39 | 0.57504 | 0.084008
[8 empty] | 4840 | 0.8 | 0.46488 | 48.4 | 0.30198 | 0.026536
[8 empty] | 4841 | 0.4 | 0.06488 | 48.41 | 0.02771 | 0.0013816
[8 empty] | 4842 | 0 | -0.33512 | 48.42 | -0.24656 | 0.0078423
[8 empty] | 4843 | -0.4 | -0.73512 | 48.43 | -0.51963 | 0.046434
[8 empty] | 4844 | -0.4 | -0.73512 | 48.44 | -0.7903 | 0.0030451
[8 empty] | 4845 | -0.4 | -0.73512 | 48.45 | -1.0574 | 0.10385
[8 empty] | 4846 | -0.8 | -1.1351 | 48.46 | -1.3197 | 0.034066
[8 empty] | 4847 | -1.6 | -1.9351 | 48.47 | -1.5761 | 0.12891
[8 empty] | 4848 | -2 | -2.3351 | 48.48 | -1.8254 | 0.25978
[8 empty] | 4849 | -1.6 | -1.9351 | 48.49 | -2.0667 | 0.017301
[8 empty] | 4850 | -2 | -2.3351 | 48.5 | -2.2987 | 0.0013279
[8 empty] | 4851 | -2 | -2.3351 | 48.51 | -2.5205 | 0.034365
[8 empty] | 4852 | -2.4 | -2.7351 | 48.52 | -2.7311 | 1.589e-05
[8 empty] | 4853 | -2.4 | -2.7351 | 48.53 | -2.9297 | 0.03785
[8 empty] | 4854 | -2.8 | -3.1351 | 48.54 | -3.1152 | 0.00039537
[8 empty] | 4855 | -2.8 | -3.1351 | 48.55 | -3.287 | 0.023074
[8 empty] | 4856 | -2.8 | -3.1351 | 48.56 | -3.4443 | 0.09558
[8 empty] | 4857 | -3.2 | -3.5351 | 48.57 | -3.5863 | 0.0026218
[8 empty] | 4858 | -3.6 | -3.9351 | 48.58 | -3.7125 | 0.049544
[8 empty] | 4859 | -3.6 | -3.9351 | 48.59 | -3.8224 | 0.012714
[8 empty] | 4860 | -3.6 | -3.9351 | 48.6 | -3.9153 | 0.00039133
[8 empty] | 4861 | -3.6 | -3.9351 | 48.61 | -3.9911 | 0.0031285
[8 empty] | 4862 | -3.6 | -3.9351 | 48.62 | -4.0492 | 0.013011
[8 empty] | 4863 | -3.6 | -3.9351 | 48.63 | -4.0895 | 0.023828
[8 empty] | 4864 | -4 | -4.3351 | 48.64 | -4.1118 | 0.04988
[8 empty] | 4865 | -3.6 | -3.9351 | 48.65 | -4.116 | 0.032713
[8 empty] | 4866 | -3.6 | -3.9351 | 48.66 | -4.1021 | 0.027879
[8 empty] | 4867 | -3.6 | -3.9351 | 48.67 | -4.0702 | 0.018236
[8 empty] | 4868 | -3.6 | -3.9351 | 48.68 | -4.0203 | 0.0072635
[8 empty] | 4869 | -3.6 | -3.9351 | 48.69 | -3.9529 | 0.00031516
[8 empty] | 4870 | -3.2 | -3.5351 | 48.7 | -3.868 | 0.11084
[8 empty] | 4871 | -3.6 | -3.9351 | 48.71 | -3.7662 | 0.028519
[8 empty] | 4872 | -3.2 | -3.5351 | 48.72 | -3.6479 | 0.012724
[8 empty] | 4873 | -3.2 | -3.5351 | 48.73 | -3.5136 | 0.00046263
[8 empty] | 4874 | -3.2 | -3.5351 | 48.74 | -3.3639 | 0.029314
[8 empty] | 4875 | -2.8 | -3.1351 | 48.75 | -3.1995 | 0.0041412
[8 empty] | 4876 | -2.8 | -3.1351 | 48.76 | -3.021 | 0.013015
[8 empty] | 4877 | -2.4 | -2.7351 | 48.77 | -2.8294 | 0.0088881
[8 empty] | 4878 | -2.4 | -2.7351 | 48.78 | -2.6254 | 0.01204
[8 empty] | 4879 | -2.4 | -2.7351 | 48.79 | -2.4099 | 0.10574
[8 empty] | 4880 | -1.6 | -1.9351 | 48.8 | -2.184 | 0.061927
[8 empty] | 4881 | -1.6 | -1.9351 | 48.81 | -1.9485 | 0.000179
[8 empty] | 4882 | -2 | -2.3351 | 48.82 | -1.7046 | 0.39761
[8 empty] | 4883 | -1.2 | -1.5351 | 48.83 | -1.4532 | 0.0067059
[8 empty] | 4884 | -0.8 | -1.1351 | 48.84 | -1.1956 | 0.00366
[8 empty] | 4885 | -0.4 | -0.73512 | 48.85 | -0.93286 | 0.039101
[8 empty] | 4886 | -0.4 | -0.73512 | 48.86 | -0.66611 | 0.0047624
[8 empty] | 4887 | -0.4 | -0.73512 | 48.87 | -0.39655 | 0.11463
[8 empty] | 4888 | 0 | -0.33512 | 48.88 | -0.12536 | 0.044001
[8 empty] | 4889 | 0.4 | 0.06488 | 48.89 | 0.14627 | 0.006624
[8 empty] | 4890 | 0.4 | 0.06488 | 48.9 | 0.41713 | 0.12408
[8 empty] | 4891 | 0.8 | 0.46488 | 48.91 | 0.68605 | 0.048915
[8 empty] | 4892 | 1.2 | 0.86488 | 48.92 | 0.95183 | 0.0075598
[8 empty] | 4893 | 1.2 | 0.86488 | 48.93 | 1.2133 | 0.1214
[8 empty] | 4894 | 2 | 1.6649 | 48.94 | 1.4693 | 0.038236
[8 empty] | 4895 | 2 | 1.6649 | 48.95 | 1.7188 | 0.0029073
[8 empty] | 4896 | 2.4 | 2.0649 | 48.96 | 1.9606 | 0.010876
[8 empty] | 4897 | 2.4 | 2.0649 | 48.97 | 2.1937 | 0.016585
[8 empty] | 4898 | 2.8 | 2.4649 | 48.98 | 2.417 | 0.0022942
[8 empty] | 4899 | 2.8 | 2.4649 | 48.99 | 2.6296 | 0.027125
[8 empty] | 4900 | 3.2 | 2.8649 | 49 | 2.8305 | 0.0011808
[8 empty] | 4901 | 3.2 | 2.8649 | 49.01 | 3.0189 | 0.023729
[8 empty] | 4902 | 3.6 | 3.2649 | 49.02 | 3.194 | 0.0050282
[8 empty] | 4903 | 3.6 | 3.2649 | 49.03 | 3.3549 | 0.0081031
[8 empty] | 4904 | 4 | 3.6649 | 49.04 | 3.501 | 0.026856
[8 empty] | 4905 | 4 | 3.6649 | 49.05 | 3.6316 | 0.0011045
[8 empty] | 4906 | 4 | 3.6649 | 49.06 | 3.7463 | 0.0066233
[8 empty] | 4907 | 4 | 3.6649 | 49.07 | 3.8444 | 0.032212
[8 empty] | 4908 | 4.4 | 4.0649 | 49.08 | 3.9255 | 0.019426
[8 empty] | 4909 | 4 | 3.6649 | 49.09 | 3.9894 | 0.10528
[8 empty] | 4910 | 4.4 | 4.0649 | 49.1 | 4.0356 | 0.00085574
[8 empty] | 4911 | 4.4 | 4.0649 | 49.11 | 4.0641 | 5.5332e-07
[8 empty] | 4912 | 4.4 | 4.0649 | 49.12 | 4.0748 | 9.7623e-05
[8 empty] | 4913 | 4.4 | 4.0649 | 49.13 | 4.0675 | 6.6606e-06
[8 empty] | 4914 | 4.4 | 4.0649 | 49.14 | 4.0423 | 0.00051089
[8 empty] | 4915 | 4.4 | 4.0649 | 49.15 | 3.9993 | 0.0042971
[8 empty] | 4916 | 4.4 | 4.0649 | 49.16 | 3.9388 | 0.015894
[8 empty] | 4917 | 4 | 3.6649 | 49.17 | 3.861 | 0.038461
[8 empty] | 4918 | 4 | 3.6649 | 49.18 | 3.7662 | 0.010273
[8 empty] | 4919 | 4.4 | 4.0649 | 49.19 | 3.655 | 0.16804
[8 empty] | 4920 | 4 | 3.6649 | 49.2 | 3.5276 | 0.018832
[8 empty] | 4921 | 4 | 3.6649 | 49.21 | 3.3849 | 0.078398
[8 empty] | 4922 | 3.6 | 3.2649 | 49.22 | 3.2273 | 0.0014126
[8 empty] | 4923 | 3.2 | 2.8649 | 49.23 | 3.0556 | 0.036367
[8 empty] | 4924 | 3.2 | 2.8649 | 49.24 | 2.8705 | 3.1639e-05
[8 empty] | 4925 | 2.8 | 2.4649 | 49.25 | 2.6729 | 0.043266
[8 empty] | 4926 | 2.8 | 2.4649 | 49.26 | 2.4636 | 1.6518e-06
[8 empty] | 4927 | 2.8 | 2.4649 | 49.27 | 2.2436 | 0.048982
[8 empty] | 4928 | 2.4 | 2.0649 | 49.28 | 2.0138 | 0.0026136
[8 empty] | 4929 | 2 | 1.6649 | 49.29 | 1.7752 | 0.012169
[8 empty] | 4930 | 1.6 | 1.2649 | 49.3 | 1.5289 | 0.069722
[8 empty] | 4931 | 1.6 | 1.2649 | 49.31 | 1.276 | 0.00012467
[8 empty] | 4932 | 1.2 | 0.86488 | 49.32 | 1.0177 | 0.023342
[8 empty] | 4933 | 1.2 | 0.86488 | 49.33 | 0.75491 | 0.012093
[8 empty] | 4934 | 0.8 | 0.46488 | 49.34 | 0.48895 | 0.00057955
[8 empty] | 4935 | 0.4 | 0.06488 | 49.35 | 0.22096 | 0.024362
[8 empty] | 4936 | 0.4 | 0.06488 | 49.36 | -0.047887 | 0.012716
[8 empty] | 4937 | 0 | -0.33512 | 49.37 | -0.31641 | 0.00035012
[8 empty] | 4938 | -0.4 | -0.73512 | 49.38 | -0.58342 | 0.023012
[8 empty] | 4939 | -0.4 | -0.73512 | 49.39 | -0.84776 | 0.012687
[8 empty] | 4940 | -0.8 | -1.1351 | 49.4 | -1.1082 | 0.00072206
[8 empty] | 4941 | -0.8 | -1.1351 | 49.41 | -1.3638 | 0.052274
[8 empty] | 4942 | -1.6 | -1.9351 | 49.42 | -1.6132 | 0.10366
[8 empty] | 4943 | -1.6 | -1.9351 | 49.43 | -1.8554 | 0.0063632
[8 empty] | 4944 | -2 | -2.3351 | 49.44 | -2.0893 | 0.060435
[8 empty] | 4945 | -2 | -2.3351 | 49.45 | -2.3139 | 0.00044906
[8 empty] | 4946 | -2 | -2.3351 | 49.46 | -2.5283 | 0.037319
[8 empty] | 4947 | -2.4 | -2.7351 | 49.47 | -2.7315 | 1.3376e-05
[8 empty] | 4948 | -2.4 | -2.7351 | 49.48 | -2.9225 | 0.03512
[8 empty] | 4949 | -2.4 | -2.7351 | 49.49 | -3.1007 | 0.13361
[8 empty] | 4950 | -3.2 | -3.5351 | 49.5 | -3.2651 | 0.072929
[8 empty] | 4951 | -3.2 | -3.5351 | 49.51 | -3.4151 | 0.014416
[8 empty] | 4952 | -2.8 | -3.1351 | 49.52 | -3.55 | 0.17209
[8 empty] | 4953 | -3.2 | -3.5351 | 49.53 | -3.6692 | 0.017974
[8 empty] | 4954 | -3.6 | -3.9351 | 49.54 | -3.7722 | 0.026532
[8 empty] | 4955 | -3.6 | -3.9351 | 49.55 | -3.8586 | 0.0058481
[8 empty] | 4956 | -3.6 | -3.9351 | 49.56 | -3.9281 | 4.993e-05
[8 empty] | 4957 | -3.6 | -3.9351 | 49.57 | -3.9802 | 0.0020283
[8 empty] | 4958 | -3.6 | -3.9351 | 49.58 | -4.0147 | 0.0063383
[8 empty] | 4959 | -3.6 | -3.9351 | 49.59 | -4.0316 | 0.0093161
[8 empty] | 4960 | -3.6 | -3.9351 | 49.6 | -4.0308 | 0.0091565
[8 empty] | 4961 | -3.6 | -3.9351 | 49.61 | -4.0123 | 0.0059496
[8 empty] | 4962 | -3.6 | -3.9351 | 49.62 | -3.9761 | 0.0016762
[8 empty] | 4963 | -3.6 | -3.9351 | 49.63 | -3.9224 | 0.00016182
[8 empty] | 4964 | -3.2 | -3.5351 | 49.64 | -3.8515 | 0.1001
[8 empty] | 4965 | -2.8 | -3.1351 | 49.65 | -3.7637 | 0.39513
[8 empty] | 4966 | -3.6 | -3.9351 | 49.66 | -3.6594 | 0.076018
[8 empty] | 4967 | -2.8 | -3.1351 | 49.67 | -3.539 | 0.16316
[8 empty] | 4968 | -3.2 | -3.5351 | 49.68 | -3.4032 | 0.017408
[8 empty] | 4969 | -2.8 | -3.1351 | 49.69 | -3.2524 | 0.013756
[8 empty] | 4970 | -2.4 | -2.7351 | 49.7 | -3.0874 | 0.1241
[8 empty] | 4971 | -2.4 | -2.7351 | 49.71 | -2.9089 | 0.03019
[8 empty] | 4972 | -2 | -2.3351 | 49.72 | -2.7176 | 0.14632
[8 empty] | 4973 | -2.4 | -2.7351 | 49.73 | -2.5145 | 0.048658
[8 empty] | 4974 | -2 | -2.3351 | 49.74 | -2.3005 | 0.0012014
[8 empty] | 4975 | -2 | -2.3351 | 49.75 | -2.0764 | 0.066956
[8 empty] | 4976 | -1.6 | -1.9351 | 49.76 | -1.8432 | 0.0084442
[8 empty] | 4977 | -1.2 | -1.5351 | 49.77 | -1.6021 | 0.0044849
[8 empty] | 4978 | -1.2 | -1.5351 | 49.78 | -1.354 | 0.032801
[8 empty] | 4979 | -0.8 | -1.1351 | 49.79 | -1.1001 | 0.0012277
[8 empty] | 4980 | -0.4 | -0.73512 | 49.8 | -0.84143 | 0.011301
[8 empty] | 4981 | -0.4 | -0.73512 | 49.81 | -0.57918 | 0.024317
[8 empty] | 4982 | 0 | -0.33512 | 49.82 | -0.3145 | 0.0004251
[8 empty] | 4983 | 0.8 | 0.46488 | 49.83 | -0.048554 | 0.26361
[8 empty] | 4984 | 0.8 | 0.46488 | 49.84 | 0.21749 | 0.061201
[8 empty] | 4985 | 0.8 | 0.46488 | 49.85 | 0.48247 | 0.00030934
[8 empty] | 4986 | 1.2 | 0.86488 | 49.86 | 0.74521 | 0.014321
[8 empty] | 4987 | 1.2 | 0.86488 | 49.87 | 1.0046 | 0.01951
[8 empty] | 4988 | 2 | 1.6649 | 49.88 | 1.2594 | 0.16443
[8 empty] | 4989 | 1.6 | 1.2649 | 49.89 | 1.5085 | 0.059375
[8 empty] | 4990 | 2 | 1.6649 | 49.9 | 1.751 | 0.0074131
[8 empty] | 4991 | 2.8 | 2.4649 | 49.91 | 1.9856 | 0.2297
[8 empty] | 4992 | 2.4 | 2.0649 | 49.92 | 2.2114 | 0.021468
[8 empty] | 4993 | 2.8 | 2.4649 | 49.93 | 2.4274 | 0.0014071
[8 empty] | 4994 | 2.8 | 2.4649 | 49.94 | 2.6326 | 0.02812
[8 empty] | 4995 | 3.2 | 2.8649 | 49.95 | 2.8261 | 0.0015032
[8 empty] | 4996 | 3.6 | 3.2649 | 49.96 | 3.0071 | 0.066433
[8 empty] | 4997 | 4 | 3.6649 | 49.97 | 3.1749 | 0.24012
[8 empty] | 4998 | 3.6 | 3.2649 | 49.98 | 3.3285 | 0.0040535
[8 empty] | 4999 | 4 | 3.6649 | 49.99 | 3.4675 | 0.038946
[8 empty] | 5000 | 4 | 3.6649 | 50 | 3.5912 | 0.0054274